## Line Items
Job # | Customer | CO# | Tags | Item (as printed) | Normalized | Details | Qty | Price | Section | SO PDF
421753 |  |  |  | D44, 22-1/4, A/9T, C 1, CW, AF, 215T (Customer L 5,799.00 | D44 22 1 4 A 9T C 1 CW AF 215T CUSTOMER | Part #: FT-650 P/N 3306, CBC Part #: 44-0-0052) |  | 5,799.00 |  | Open
421753 |  |  |  | Additional Shipping Notes: LTL Freight: CONTACT Savvy Lines, Divya Sharma | ADDITIONAL SHIPPING NOTES LTL FREIGHT CONTACT SAVVY LINES DIVYA SHARMA |  |  |  | Additional Features / Notes: | Open
421753 |  |  |  | Cell:1(847)331-7618 | CELL 1 847 331 7618 |  |  |  | Additional Features / Notes: | Open
421753 |  |  |  | Office:1(630)281-2849 | OFFICE 1 630 281 2849 |  |  |  | Additional Features / Notes: | Open
421753 |  |  |  | For 0-150 lbs use UPS #612181 (800) 742-5877 | FOR 0 150 LBS USE UPS #612181 800 742 5877 |  |  |  | Additional Features / Notes: | Open
421753 |  |  |  | 421753 Q-24-143-EG P000033137 | 421753 Q 24 143 EG P000033137 |  |  |  | Additional Features / Notes: | Open
421752 |  |  | UNITARY BASE | Base Fan L 2,567.00 | BASE FAN |  |  | 2,567.00 |  | Open
421752 |  |  | MOTOR, VFD | Motor C 254.83 5.00 62.00 322.00 19.00 | MOTOR | Vendor: Toshiba or equivalent ; 3 HP, 3600 RPM, Enclosure: TEFC Premium ; 182T, Cast Iron, Foot Mounted, 3/60/575, F1, ; 1.15 SF ; Model #0032SDSC41A-P ; VFD Suitable ; CBC Mount |  | 254.83 |  | Open
421752 |  |  |  | Mounting Charge L INC | MOUNTING CHARGE |  |  | INC |  | Open
421752 |  |  |  | Housing, Square L 161.00 | HOUSING SQUARE |  |  | 161.00 |  | Open
421752 |  |  | FLANGE | Inlet, Punched Flanged L STD | INLET PUNCHED FLANGED |  |  | STD |  | Open
421752 |  |  | TESTING | Mechanical Run Test, Standard L STD | MECHANICAL RUN TEST STANDARD |  |  | STD |  | Open
421752 |  |  | MOTOR | Motor Base, T-Frame Motor L 299.00 | MOTOR BASE T FRAME MOTOR |  |  | 299.00 |  | Open
421752 |  |  |  | Warranty, Exclusive 3 Year L INC | WARRANTY EXCLUSIVE 3 YEAR |  |  | INC |  | Open
421752 |  |  |  | Customer Broker: No Global Borders, 287 Richmond St E, 416-360-4642 | CUSTOMER BROKER NO GLOBAL BORDERS 287 RICHMOND ST E 416 360 4642 |  |  |  | Additional Features / Notes: | Open
421752 |  |  | TESTING | Run Test - Required | RUN TEST REQUIRED |  |  |  | Additional Features / Notes: | Open
421750 |  |  | UNITARY BASE | Base Fan L 4,949.00 | BASE FAN |  |  | 4,949.00 |  | Open
421750 |  |  | DRAIN, MOTOR | Motor (Model: CEM4109T-G C 2,740.76 110.00 456.00 3,307.00 137.00 | MOTOR MODEL CEM4109T G | M7A Add Condensation Drain Holes - Vertical Shaft ; Down ; M8A Install Dripcover on TEFC or ODP ; Approx. lead of 2-3 Week(s) from receipt of ; Vendor: ABB ; 40 HP, 3600 RPM, Enclosure: TEFC Premium ; 324TSC, Cast Iron, C-Face, With Feet, ; 3/60/230/460, F1, 1.15 SF |  | 2,740.76 |  | Open
421750 |  |  |  | Mounting Charge L INC | MOUNTING CHARGE |  |  | INC |  | Open
421750 |  |  |  | Housing, Universal Housing L 100.00 | HOUSING UNIVERSAL HOUSING |  |  | 100.00 |  | Open
421750 |  |  | 3D STEP DRAWINGS | Include 3D STEP Drawings L NC | INCLUDE 3D STEP DRAWINGS |  |  | NC |  | Open
421750 |  |  | FLANGE | Inlet, Punched Flanged L STD | INLET PUNCHED FLANGED |  |  | STD |  | Open
421750 |  |  | TESTING | Mechanical Run Test, Standard L STD | MECHANICAL RUN TEST STANDARD |  |  | STD |  | Open
421750 |  |  |  | Percent Width (45.2%) L STD | PERCENT WIDTH 45.2% |  |  | STD |  | Open
421750 |  |  | STAINLESS STEEL | Stainless steel nameplate L 88.00 | STAINLESS STEEL NAMEPLATE |  |  | 88.00 |  | Open
421750 |  |  |  | Warranty, Exclusive 3 Year L INC | WARRANTY EXCLUSIVE 3 YEAR |  |  | INC |  | Open
421750 |  |  | COATING | Airstream and exterior Imperial Gray Enamel (1 L 1,123.00 | AIRSTREAM AND EXTERIOR IMPERIAL GRAY ENAMEL 1 | Coat), size 222 Arr 4V, Inquiry Num: 374-23-403 ; 421750 011526 TBD |  | 1,123.00 |  | Open
421750 |  |  |  | Inlet Direction: Vertical Inlet Down | INLET DIRECTION VERTICAL INLET DOWN |  |  |  | Additional Features / Notes: | Open
421750 |  |  | TESTING | Run Test - Required | RUN TEST REQUIRED |  |  |  | Additional Features / Notes: | Open
421745 |  |  | MOTOR, UNITARY BASE | Base Fan L 9,956.00 | BASE FAN | Motor (Customer Provided) N NA ; 30 HP, 1800 RPM ; 286T, Cast Iron ; Mounted by Others |  | 9,956.00 |  | Open
421745 |  |  |  | Mounted by Others L | MOUNTED BY OTHERS |  |  |  |  | Open
421745 |  |  | MOTOR, V-BELT DRIVE | Drive (Max/Min RPM: 1531/1531, 3 belts: B112, C 409.00 125.00 205.00 614.00 62.00 | DRIVE MAX MIN RPM 1531 1531 3 BELTS B112 | Motor Sheave/Bushing: 3B5V74/B (1 7/8"), Fan ; Sheave/Bushing: 3B5V86/B (2 3/16"), Actual SF: ; 1.31, Actual CD: 44.34) ; Constant Speed, SF: 1.3 ; Ship Loose |  | 409.00 |  | Open
421745 |  |  |  | Ship Loose Charge N 37.00 4.00 | SHIP LOOSE CHARGE |  |  | 37.00 |  | Open
421745 |  |  | ACCESS DOOR | Access Door, Quick Clamp L 562.00 | ACCESS DOOR QUICK CLAMP | Door Location: @3:00 |  | 562.00 |  | Open
421745 |  |  | BELT GUARD, COATING | Belt Guard, Painted Safety Yellow L 757.00 | BELT GUARD PAINTED SAFETY YELLOW | Tach Hole in Guard: None |  | 757.00 |  | Open
421745 |  |  | EXTENDED LUBE | Extended Grease Fittings L 280.00 | EXTENDED GREASE FITTINGS |  |  | 280.00 |  | Open
421745 |  |  |  | Inlet, Open L STD | INLET OPEN |  |  | STD |  | Open
421745 |  |  | FLANGE | Outlet, Flanged, Punched L STD | OUTLET FLANGED PUNCHED |  |  | STD |  | Open
421745 |  |  | BEARINGS, COATING | Shaft and Bearing Guard, Painted Safety Yellow L 378.00 | SHAFT AND BEARING GUARD PAINTED SAFETY YELLOW |  |  | 378.00 |  | Open
421745 |  |  | STAINLESS STEEL | Stainless steel nameplate L 88.00 | STAINLESS STEEL NAMEPLATE |  |  | 88.00 |  | Open
421745 |  |  |  | Similar To 346960, Inquiry Num: 374-26-2080 L 500.00 | SIMILAR TO 346960 INQUIRY NUM 374 26 2080 |  |  | 500.00 |  | Open
421745 |  |  | BALANCE | All Chicago Blower wheels are precision balanced; however when a precision balanced wheel is installed in a fan, the wheel may have | ALL CHICAGO BLOWER WHEELS ARE PRECISION BALANCED HOWEVER WHEN A PRECISION BALANCED WHEEL IS INSTALLED IN A FAN THE WHEEL MAY HAVE |  |  |  | Additional Features / Notes: | Open
421745 |  |  | BALANCE, MOTOR | to be phase balanced to compensate for any imbalance or eccentricity in other components in the drive train. If the motor and drives | TO BE PHASE BALANCED TO COMPENSATE FOR ANY IMBALANCE OR ECCENTRICITY IN OTHER COMPONENTS IN THE DRIVE TRAIN IF THE MOTOR AND DRIVES |  |  |  | Additional Features / Notes: | Open
421745 |  |  | BALANCE | are not mounted by Chicago Blower, we cannot check the assembled rotating system for vibration, and phase balance by others may | ARE NOT MOUNTED BY CHICAGO BLOWER WE CANNOT CHECK THE ASSEMBLED ROTATING SYSTEM FOR VIBRATION AND PHASE BALANCE BY OTHERS MAY |  |  |  | Additional Features / Notes: | Open
421745 |  |  |  | be necessary. For more information on this process, contact Chicago Blower. | BE NECESSARY FOR MORE INFORMATION ON THIS PROCESS CONTACT CHICAGO BLOWER |  |  |  | Additional Features / Notes: | Open
421745 |  |  |  | *1531/1531 B112 3 3B5V74 B 3B5V86 B 1.31 44.34 409.00 | 1531 1531 B112 3 3B5V74 B 3B5V86 B |  |  | 1.31 |  | Open
421745 |  |  |  | 1531/1531 B112 3 3B5V74 B 3TB86 Q1 1.31 44.34 417.00 | 1531 1531 B112 3 3B5V74 B 3TB86 Q1 |  |  | 1.31 |  | Open
421745 |  |  |  | 1531/1531 B112 3 3TB74 Q1 3B5V86 B 1.31 44.34 418.00 | 1531 1531 B112 3 3TB74 Q1 3B5V86 B |  |  | 1.31 |  | Open
421745 |  |  |  | 1531/1531 BX112 3 3B5V74 B 3B5V86 B 1.56 44.34 426.00 | 1531 1531 BX112 3 3B5V74 B 3B5V86 B |  |  | 1.56 |  | Open
421745 |  |  |  | 1531/1531 B112 3 3TB74 Q1 3TB86 Q1 1.31 44.34 426.00 | 1531 1531 B112 3 3TB74 Q1 3TB86 Q1 |  |  | 1.31 |  | Open
421745 |  |  |  | 1515/1515 B116 3 3B5V80 B 3B5V94 B 1.49 45.24 428.00 | 1515 1515 B116 3 3B5V80 B 3B5V94 B |  |  | 1.49 |  | Open
421745 |  |  |  | 1531/1531 BX112 3 3B5V74 B 3TB86 Q1 1.56 44.34 434.00 | 1531 1531 BX112 3 3B5V74 B 3TB86 Q1 |  |  | 1.56 |  | Open
421745 |  |  |  | 1531/1531 BX112 3 3TB74 Q1 3B5V86 B 1.56 44.34 434.00 | 1531 1531 BX112 3 3TB74 Q1 3B5V86 B |  |  | 1.56 |  | Open
421745 |  |  |  | 1515/1515 B116 3 3B5V80 B 3TB94 Q1 1.49 45.24 436.00 | 1515 1515 B116 3 3B5V80 B 3TB94 Q1 |  |  | 1.49 |  | Open
421745 |  |  |  | 1515/1515 B116 3 3TB80 Q1 3B5V94 B 1.49 45.24 436.00 | 1515 1515 B116 3 3TB80 Q1 3B5V94 B | Notes: ; * Selected Drive ; Length units are inches unless otherwise noted. ; Specified minimum belt service factor: 1.3 ; Center Distance range assumes adjustable base per drawing 7-2-94. ; Center Distance with allowance for install and take-up: 43.5 - 46.5 |  | 1.49 |  | Open
421744 |  | CO#1 | UNITARY BASE | Base Fan N 796.00 | BASE FAN |  |  | 796.00 |  | Open
421744 |  | CO#1 | MOTOR, VFD | Motor C 276.05 10.00 30.00 316.00 | MOTOR | Vendor: Baldor or equivalent ; 5 HP, 3600 RPM, Enclosure: TEFC Premium ; 184TC, Rolled Steel, C-Face, With Feet, ; 3/60/230/460, F1, 1.15 SF ; Model #CEM3613T, PN 06-6-0019-10 ; VFD Suitable ; CBC Mount |  | 276.05 |  | Open
421744 |  | CO#1 |  | Mounting Charge N INC | MOUNTING CHARGE |  |  | INC |  | Open
421744 |  | CO#1 | FLANGE | Inlet, Flanged, Standard Bolted (Inlet Dia 8") N STD | INLET FLANGED STANDARD BOLTED INLET DIA 8 |  |  | STD |  | Open
421744 |  | CO#1 | TESTING | Mechanical Run Test, Standard N STD | MECHANICAL RUN TEST STANDARD |  |  | STD |  | Open
421744 |  | CO#1 | FLANGE | Outlet, Flanged, Punched, Bolted N 64.00 | OUTLET FLANGED PUNCHED BOLTED |  |  | 64.00 |  | Open
421744 |  | CO#1 |  | 421744 Z-26040201 Fume Removal Fan Z-26060902 | 421744 Z 26040201 FUME REMOVAL FAN Z 26060902 |  |  |  | Additional Features / Notes: | Open
421744 |  | CO#1 | TESTING | Run Test - Required | RUN TEST REQUIRED |  |  |  | Additional Features / Notes: | Open
421741 |  | CO#1 | UNITARY BASE | Base Fan L 9,928.00 | BASE FAN |  |  | 9,928.00 |  | Open
421741 |  | CO#1 | MOTOR, VFD | Motor C 2,706.23 98.00 468.00 3,272.00 140.00 | MOTOR | Vendor: Baldor or equivalent ; 60 HP, 3600 RPM, Enclosure: TEFC Premium ; 364TS, Cast Iron, Foot Mounted, 3/60/230/460, ; F1, 1.15 SF ; Model #EM4310T-G ; VFD Suitable ; CBC Mount |  | 2,706.23 |  | Open
421741 |  | CO#1 |  | Mounting Charge L INC | MOUNTING CHARGE |  |  | INC |  | Open
421741 |  | CO#1 | ACCESS DOOR | Access Door, Quick Clamp L 416.00 | ACCESS DOOR QUICK CLAMP | Door Location: @9:00 |  | 416.00 |  | Open
421741 |  | CO#1 | DRAIN | Housing Drain with Plug L 126.00 | HOUSING DRAIN WITH PLUG |  |  | 126.00 |  | Open
421741 |  | CO#1 | 3D STEP DRAWINGS | Include 3D STEP Drawings L NC | INCLUDE 3D STEP DRAWINGS |  |  | NC |  | Open
421741 |  | CO#1 | FLANGE | Inlet, Flanged, Punched L 615.00 | INLET FLANGED PUNCHED |  |  | 615.00 |  | Open
421741 |  | CO#1 |  | Lifting Lugs L INC | LIFTING LUGS |  |  | INC |  | Open
421741 |  | CO#1 | TESTING | Mechanical Run Test, Standard L STD | MECHANICAL RUN TEST STANDARD |  |  | STD |  | Open
421741 |  | CO#1 | FLANGE | Outlet, Flanged, Punched L 529.00 | OUTLET FLANGED PUNCHED |  |  | 529.00 |  | Open
421741 |  | CO#1 |  | Percent Width (105.8%) (105% Width, Inquiry L 1,040.00 | PERCENT WIDTH 105.8% 105% WIDTH INQUIRY | Num: 342-20-1831) |  | 1,040.00 |  | Open
421741 |  | CO#1 | SHAFT SEAL | Shaft Seal (Not Gas Tight) L 770.00 | SHAFT SEAL NOT GAS TIGHT |  |  | 770.00 |  | Open
421741 |  | CO#1 | SPARK RESISTANT | Spark Resistant Construction, AMCA Type C, 650° F L 974.00 | SPARK RESISTANT CONSTRUCTION AMCA TYPE C 650 F | Max |  | 974.00 |  | Open
421741 |  | CO#1 |  | Warranty, Exclusive 3 Year L INC | WARRANTY EXCLUSIVE 3 YEAR |  |  | INC |  | Open
421741 |  | CO#1 |  | COMMISSION OVERRIDE # = 342-9-1655 | COMMISSION OVERRIDE # 342 9 1655 |  |  |  | Additional Features / Notes: | Open
421741 |  | CO#1 | TESTING | Run Test - Required | RUN TEST REQUIRED |  |  |  | Additional Features / Notes: | Open
421738 |  | CO#1 | UNITARY BASE | Base Fan N 572.00 | BASE FAN |  |  | 572.00 |  | Open
421738 |  | CO#1 | MOTOR, VFD | Motor (CECP83580T-4 C 328.13 13.00 34.00 375.00 | MOTOR CECP83580T 4 | Vendor: ABB ; 1 HP, 3600 RPM, Enclosure: TEFC ; 143TC, Cast Iron, C-Face, With Feet, ; 3/60/230/460, F1, 1.0 SF ; VFD Controlled |  | 328.13 |  | Open
421738 |  | CO#1 |  | Mounting Charge L INC | MOUNTING CHARGE |  |  | INC |  | Open
421738 |  | CO#1 | FLANGE | Inlet, Flanged, Standard Bolted (Inlet Dia 5") N STD | INLET FLANGED STANDARD BOLTED INLET DIA 5 |  |  | STD |  | Open
421738 |  | CO#1 | TESTING | Mechanical Run Test, Standard N STD | MECHANICAL RUN TEST STANDARD |  |  | STD |  | Open
421738 |  | CO#1 | DAMPER | Outlet Slide Gate Damper, Full N 163.00 | OUTLET SLIDE GATE DAMPER FULL | CBC Mount |  | 163.00 |  | Open
421738 |  | CO#1 |  | Outlet, Slip N STD | OUTLET SLIP |  |  | STD |  | Open
421738 |  | CO#1 |  | Product 1,782.00 | PRODUCT |  |  | 1,782.00 |  | Open
421738 |  | CO#1 |  | Must be on Munters dock by 06/26/2026 | MUST BE ON MUNTERS DOCK BY 06 26 2026 |  |  |  | Additional Features / Notes: | Open
421738 |  | CO#1 | MOTOR | All auxiliary items except motor are to be ship loose. | ALL AUXILIARY ITEMS EXCEPT MOTOR ARE TO BE SHIP LOOSE |  |  |  | Additional Features / Notes: | Open
421738 |  | CO#1 | TESTING | Run Test - Required | RUN TEST REQUIRED |  |  |  | Additional Features / Notes: | Open
421737 |  |  | UNITARY BASE | Base Fan L 3,071.00 | BASE FAN |  |  | 3,071.00 |  | Open
421737 |  |  | MOTOR | Motor (Baldor # CEM3616T-M8A with Drip Cover) C 504.67 20.00 105.00 630.00 32.00 | MOTOR BALDOR # CEM3616T M8A WITH DRIP COVER | Vendor: Baldor/Reliance ; 7.5 HP, 3600 RPM, Enclosure: TEFC Premium ; 184TC, Rolled Steel, C-Face, With Feet, ; 3/60/230/460, F2, 1.15 SF |  | 504.67 |  | Open
421737 |  |  |  | Mounting Charge L INC | MOUNTING CHARGE |  |  | INC |  | Open
421737 |  |  |  | Inlet Cone, Aluminum (AMCA C) L INC | INLET CONE ALUMINUM AMCA C |  |  | INC |  | Open
421737 |  |  | FLANGE | Inlet, Punched Flanged L STD | INLET PUNCHED FLANGED |  |  | STD |  | Open
421737 |  |  | TESTING | Mechanical Run Test, Standard L STD | MECHANICAL RUN TEST STANDARD |  |  | STD |  | Open
421737 |  |  |  | Percent Width (90%) L STD | PERCENT WIDTH 90% |  |  | STD |  | Open
421737 |  |  | SPARK RESISTANT | Spark Resistant Construction, AMCA Type C L 736.00 | SPARK RESISTANT CONSTRUCTION AMCA TYPE |  |  | 736.00 |  | Open
421737 |  |  | MOTOR | Warranty, Exclusive 3 Year L INC | WARRANTY EXCLUSIVE 3 YEAR | Add caulk to the tab and slot areas on the housing N NaN ; drive side sheet., Inquiry Num: 340-23-4568 ; Add weep holes to the drive side stiffeners that N NaN ; surround the motor., Inquiry Num: 340-23-4568 ; 421737 RFQ P79465 |  | INC |  | Open
421737 |  |  |  | Inlet Direction: Vertical Inlet Down | INLET DIRECTION VERTICAL INLET DOWN |  |  |  | Additional Features / Notes: | Open
421737 |  |  | TESTING | Run Test - Required | RUN TEST REQUIRED |  |  |  | Additional Features / Notes: | Open
421735 |  |  | MOTOR, VFD | Motor C 421.22 15.00 105.00 541.00 31.00 | MOTOR | Vendor: Baldor or equivalent ; 7.5 HP, 3600 RPM, Enclosure: TEFC Premium ; 213TC, Rolled Steel, C-Face, With Feet, ; 3/60/230/460, F1, 1.15 SF ; Model #CEM3709T ; VFD Suitable ; Ship Loose |  | 421.22 |  | Open
421735 |  |  |  | Ship Loose Charge N 37.00 4.00 | SHIP LOOSE CHARGE |  |  | 37.00 |  | Open
421735 |  |  | COATING | Aluminum Inlet Cone, Inlet Cone 100% Width L 752.00 | ALUMINUM INLET CONE INLET CONE 100% WIDTH | Cartoned (Unpainted) |  | 752.00 |  | Open
421735 |  |  |  | Percent Width (81.5%) L 340.00 | PERCENT WIDTH 81.5% |  |  | 340.00 |  | Open
421735 |  |  | V-BELT DRIVE | Wheel, Taper Lock Bushing (Bore: 1-3/8) L 981.00 | WHEEL TAPER LOCK BUSHING BORE 1 3 8 |  |  | 981.00 |  | Open
421735 |  |  |  | Rivet heads to face outside of wheel, Inquiry Num: L | RIVET HEADS TO FACE OUTSIDE OF WHEEL INQUIRY NUM |  |  |  |  | Open
421735 |  |  | BALANCE | Welded Balance Weights, Inquiry Num: 339-21- L 142.00 | WELDED BALANCE WEIGHTS INQUIRY NUM 339 21 |  |  | 142.00 |  | Open
421735 |  |  | BALANCE | All Chicago Blower wheels are precision balanced; however when a precision balanced wheel is installed in a fan, the wheel may have | ALL CHICAGO BLOWER WHEELS ARE PRECISION BALANCED HOWEVER WHEN A PRECISION BALANCED WHEEL IS INSTALLED IN A FAN THE WHEEL MAY HAVE |  |  |  | Additional Features / Notes: | Open
421735 |  |  | BALANCE, MOTOR | to be phase balanced to compensate for any imbalance or eccentricity in other components in the drive train. If the motor and drives | TO BE PHASE BALANCED TO COMPENSATE FOR ANY IMBALANCE OR ECCENTRICITY IN OTHER COMPONENTS IN THE DRIVE TRAIN IF THE MOTOR AND DRIVES |  |  |  | Additional Features / Notes: | Open
421735 |  |  | BALANCE | are not mounted by Chicago Blower, we cannot check the assembled rotating system for vibration, and phase balance by others may | ARE NOT MOUNTED BY CHICAGO BLOWER WE CANNOT CHECK THE ASSEMBLED ROTATING SYSTEM FOR VIBRATION AND PHASE BALANCE BY OTHERS MAY |  |  |  | Additional Features / Notes: | Open
421735 |  |  |  | be necessary. For more information on this process, contact Chicago Blower. | BE NECESSARY FOR MORE INFORMATION ON THIS PROCESS CONTACT CHICAGO BLOWER |  |  |  | Additional Features / Notes: | Open
421735 |  |  |  | Additional Shipping Notes: Call Jon J. when ready for pick up 630-307-9400 x 3 | ADDITIONAL SHIPPING NOTES CALL JON J WHEN READY FOR PICK UP 630 307 9400 X 3 |  |  |  | Additional Features / Notes: | Open
421728 |  |  | UNITARY BASE | Base Fan N 973.00 | BASE FAN |  |  | 973.00 |  | Open
421728 |  |  | MOTOR, VFD | Motor C 380.79 14.00 41.00 436.00 | MOTOR | Vendor: Baldor or equivalent ; 5 HP, 3600 RPM, Enclosure: TEFC Premium ; 184TC, Cast Iron, C-Face, With Feet, ; 3/60/230/460, F1, 1.15 SF ; Model #CEM3663T ; VFD Suitable ; CBC Mount ; Motor is suitable for 208V service standard ; (nameplated will not show this rating). |  | 380.79 |  | Open
421728 |  |  |  | Mounting Charge N INC | MOUNTING CHARGE |  |  | INC |  | Open
421728 |  |  | DAMPER | Inlet Slide Gate Damper, Full (Inlet Dia 8") N 116.00 | INLET SLIDE GATE DAMPER FULL INLET DIA 8 | CBC Mount |  | 116.00 |  | Open
421728 |  |  |  | Inlet, Slip N STD | INLET SLIP |  |  | STD |  | Open
421728 |  |  | TESTING | Mechanical Run Test, Standard N STD | MECHANICAL RUN TEST STANDARD |  |  | STD |  | Open
421728 |  |  |  | Outlet, Slip N STD | OUTLET SLIP |  |  | STD |  | Open
421728 |  |  |  | FEI Label, Inquiry Num: 311-26-1378 L | FEI LABEL INQUIRY NUM 311 26 1378 |  |  |  |  | Open
421728 |  |  |  | ISPM Wood Inspection Stamp L INC | ISPM WOOD INSPECTION STAMP |  |  | INC |  | Open
421728 |  |  |  | Product 1,940.00 | PRODUCT |  |  | 1,940.00 |  | Open
421728 |  |  |  | REFRENCE OEM DRAWING 38-0-0628 FOR ENERCON PN FA0544. REFERENCE SN 405511. For 208V service reference SN 415061. | REFRENCE OEM DRAWING 38 0 0628 FOR ENERCON PN FA0544 REFERENCE SN 405511 FOR 208V SERVICE REFERENCE SN 415061 |  |  |  | Additional Features / Notes: | Open
421728 |  |  |  | Prints: | PRINTS |  |  |  | Additional Features / Notes: | Open
421728 |  |  | TESTING | Run Test - Required | RUN TEST REQUIRED |  |  |  | Additional Features / Notes: | Open
421727 |  |  | UNITARY BASE | Base Fan L 3,098.00 | BASE FAN |  |  | 3,098.00 |  | Open
421727 |  |  | MOTOR, VFD | Motor C 287.83 10.00 72.00 370.00 21.00 | MOTOR | Vendor: Baldor or equivalent ; 3 HP, 3600 RPM, Enclosure: TEFC Premium ; 182T, Cast Iron, Foot Mounted, 3/60/230/460, ; F1, 1.15 SF ; Model #EM3660T ; VFD Suitable ; CBC Mount |  | 287.83 |  | Open
421727 |  |  |  | Mounting Charge L INC | MOUNTING CHARGE |  |  | INC |  | Open
421727 |  |  | 3D STEP DRAWINGS | Include 3D STEP Drawings L NC | INCLUDE 3D STEP DRAWINGS |  |  | NC |  | Open
421727 |  |  |  | Inlet, Slip L 140.00 | INLET SLIP |  |  | 140.00 |  | Open
421727 |  |  | TESTING | Mechanical Run Test, Standard L STD | MECHANICAL RUN TEST STANDARD |  |  | STD |  | Open
421727 |  |  | FLANGE | Outlet, Flanged, Punched L STD | OUTLET FLANGED PUNCHED |  |  | STD |  | Open
421727 |  |  |  | Percent Width (49.2%) L 528.00 | PERCENT WIDTH 49.2% |  |  | 528.00 |  | Open
421727 |  |  |  | Warranty, Exclusive 3 Year L INC | WARRANTY EXCLUSIVE 3 YEAR |  |  | INC |  | Open
421727 |  |  |  | 421727 51685 51685 | 421727 51685 51685 |  |  |  | Additional Features / Notes: | Open
421727 |  |  | TESTING | Run Test - Required | RUN TEST REQUIRED |  |  |  | Additional Features / Notes: | Open
421726 |  |  |  | D62 SW WHEEL, SIZE 182, CW, 100%, 1.375 N 405.00 47.00 | D62 SW WHEEL SIZE 182 CW 100% 1.375 | (Customer Part #: 90526, CBC Part #: 62-0-0057) |  | 405.00 |  | Open
421726 |  |  |  | Effective Diameter: 0 | EFFECTIVE DIAMETER 0 |  |  |  | Additional Features / Notes: | Open
421726 |  |  |  | Additional Shipping Notes: Small Parcel Use | ADDITIONAL SHIPPING NOTES SMALL PARCEL USE |  |  |  | Additional Features / Notes: | Open
421726 |  |  |  | UPS 691173 | UPS 691173 |  |  |  | Additional Features / Notes: | Open
421726 |  |  |  | Last Choice FedEx 064013815 | LAST CHOICE FEDEX 064013815 |  |  |  | Additional Features / Notes: | Open
421726 |  |  |  | 421726 090526 P000197875 | 421726 090526 P000197875 |  |  |  | Additional Features / Notes: | Open
421724 |  |  | UNITARY BASE | Base Fan L 5,544.00 | BASE FAN |  |  | 5,544.00 |  | Open
421724 |  |  | MOTOR, VFD | Motor C 409.95 15.00 102.00 527.00 31.00 | MOTOR | Vendor: Baldor or equivalent ; 7.5 HP, 3600 RPM, Enclosure: TEFC Premium ; 213T, Cast Iron, Foot Mounted, 3/60/230/460, ; F1, 1.15 SF ; Model #EM3769T ; VFD Suitable ; CBC Mount |  | 409.95 |  | Open
421724 |  |  |  | Mounting Charge L INC | MOUNTING CHARGE |  |  | INC |  | Open
421724 |  |  | ACCESS DOOR | Access Door, Access Port with Plug L 842.00 | ACCESS DOOR ACCESS PORT WITH PLUG | Door Location: @3:00 |  | 842.00 |  | Open
421724 |  |  | DRAIN | Housing Drain with Plug L 126.00 | HOUSING DRAIN WITH PLUG |  |  | 126.00 |  | Open
421724 |  |  | FLANGE | Inlet, Flanged, Punched L 112.00 | INLET FLANGED PUNCHED |  |  | 112.00 |  | Open
421724 |  |  | TESTING | Mechanical Run Test, Standard L STD | MECHANICAL RUN TEST STANDARD |  |  | STD |  | Open
421724 |  |  | FLANGE | Outlet, Flanged, Punched L STD | OUTLET FLANGED PUNCHED |  |  | STD |  | Open
421724 |  |  | SHAFT SEAL | Shaft Seal (Not Gas Tight) L 143.00 | SHAFT SEAL NOT GAS TIGHT |  |  | 143.00 |  | Open
421724 |  |  |  | Warranty, Exclusive 3 Year L INC | WARRANTY EXCLUSIVE 3 YEAR |  |  | INC |  | Open
421724 |  |  |  | Wheel, Steel L 47.00 | WHEEL STEEL |  |  | 47.00 |  | Open
421724 |  |  |  | Customer Broker: No Global Borders | CUSTOMER BROKER NO GLOBAL BORDERS |  |  |  | Additional Features / Notes: | Open
421724 |  |  | TESTING | Run Test - Required | RUN TEST REQUIRED |  |  |  | Additional Features / Notes: | Open
421716 |  |  | UNITARY BASE | Base Fan L 16,010.00 | BASE FAN |  |  | 16,010.00 |  | Open
421716 |  |  | MOTOR, VFD | Motor C 2,620.31 71.00 445.00 3,136.00 133.00 | MOTOR | Vendor: WEG ; 15 HP, 1200 RPM, Enclosure: TEAO Premium ; 286CY, Cast Iron, C-Face, No Feet, ; 3/60/230/460, F1, 1.15 SF ; Model # 01512ET3EPM286CY-W22 ; VFD Suitable ; CBC Mount |  | 2,620.31 |  | Open
421716 |  |  |  | Mounting Charge L INC | MOUNTING CHARGE |  |  | INC |  | Open
421716 |  |  | 3D STEP DRAWINGS | Include 3D STEP Drawings L NC | INCLUDE 3D STEP DRAWINGS |  |  | NC |  | Open
421716 |  |  | TESTING | Mechanical Run Test, Standard L STD | MECHANICAL RUN TEST STANDARD |  |  | STD |  | Open
421716 |  |  | MOTOR | Motor Conduit Box Location L STD | MOTOR CONDUIT BOX LOCATION | Viewed from Outlet: @12:00 |  | STD |  | Open
421716 |  |  |  | Warranty, Exclusive 3 Year L INC | WARRANTY EXCLUSIVE 3 YEAR |  |  | INC |  | Open
421716 |  |  |  | 421716 52257 PO260000147 | 421716 52257 PO260000147 |  |  |  | Additional Features / Notes: | Open
421716 |  |  |  | Customer Broker: PFC | CUSTOMER BROKER PFC |  |  |  | Additional Features / Notes: | Open
421716 |  |  | TESTING | Run Test - Required | RUN TEST REQUIRED |  |  |  | Additional Features / Notes: | Open
421714 |  |  | UNITARY BASE | Base Fan L 3,543.00 | BASE FAN |  |  | 3,543.00 |  | Open
421714 |  |  | MOTOR, VFD | Motor C 480.56 17.00 119.00 618.00 36.00 | MOTOR | Vendor: Baldor or equivalent ; 10 HP, 3600 RPM, Enclosure: TEFC Premium ; 215T, Cast Iron, Foot Mounted, 3/60/230/460, ; F1, 1.15 SF ; Model #EM3771T ; VFD Suitable ; CBC Mount |  | 480.56 |  | Open
421714 |  |  |  | Mounting Charge L INC | MOUNTING CHARGE |  |  | INC |  | Open
421714 |  |  | ACCESS DOOR | Access Door, Quick Clamp L 361.00 | ACCESS DOOR QUICK CLAMP | Door Location: @9:00 |  | 361.00 |  | Open
421714 |  |  | DRAIN | Housing Drain with Plug L 129.00 | HOUSING DRAIN WITH PLUG |  |  | 129.00 |  | Open
421714 |  |  |  | Housing, Square L 223.00 | HOUSING SQUARE |  |  | 223.00 |  | Open
421714 |  |  | 3D STEP DRAWINGS | Include 3D STEP Drawings L NC | INCLUDE 3D STEP DRAWINGS |  |  | NC |  | Open
421714 |  |  | FLANGE | Inlet, Punched Flanged L STD | INLET PUNCHED FLANGED |  |  | STD |  | Open
421714 |  |  | TESTING | Mechanical Run Test, Standard L STD | MECHANICAL RUN TEST STANDARD |  |  | STD |  | Open
421714 |  |  | MOTOR | Motor Base, T-Frame Motor L 470.00 | MOTOR BASE T FRAME MOTOR |  |  | 470.00 |  | Open
421714 |  |  |  | Percent Width (70.6%) L STD | PERCENT WIDTH 70.6% |  |  | STD |  | Open
421714 |  |  |  | Warranty, Exclusive 3 Year L INC | WARRANTY EXCLUSIVE 3 YEAR | 421714 Tualatin 6661 |  | INC |  | Open
421714 |  |  | TESTING | Run Test - Required | RUN TEST REQUIRED |  |  |  | Additional Features / Notes: | Open
421712 |  |  | UNITARY BASE | Base Fan L 5,384.00 | BASE FAN |  |  | 5,384.00 |  | Open
421712 |  |  | MOTOR, VFD | Motor C 315.88 6.00 77.00 399.00 23.00 | MOTOR | Vendor: Toshiba ; 5 HP, 3600 RPM, Enclosure: TEFC Premium ; 184T, Cast Iron, Foot Mounted, 3/60/230/460, ; F1, 1.15 SF ; Model #0052SDSR41A-P, PN 06-6-0020-03 ; VFD Suitable, VFD Controlled ; CBC Mount |  | 315.88 |  | Open
421712 |  |  |  | Mounting Charge L INC | MOUNTING CHARGE |  |  | INC |  | Open
421712 |  |  | FLANGE | Discharge Elbow L 594.00 | DISCHARGE ELBOW |  |  | 594.00 |  | Open
421712 |  |  |  | Inlet, Tube L STD | INLET TUBE |  |  | STD |  | Open
421712 |  |  | TESTING | Mechanical Run Test, Standard L STD | MECHANICAL RUN TEST STANDARD |  |  | STD |  | Open
421712 |  |  | FLANGE | Outlet, Flanged, Punched L STD | OUTLET FLANGED PUNCHED |  |  | STD |  | Open
421712 |  |  | SHAFT SEAL | Shaft Seal (Not Gas Tight) L 143.00 | SHAFT SEAL NOT GAS TIGHT |  |  | 143.00 |  | Open
421712 |  |  |  | Warranty, Exclusive 3 Year L INC | WARRANTY EXCLUSIVE 3 YEAR |  |  | INC |  | Open
421712 |  |  |  | Wheel, Aluminium L STD | WHEEL ALUMINIUM |  |  | STD |  | Open
421712 |  |  |  | Product 4,059.00 | PRODUCT |  |  | 4,059.00 |  | Open
421712 |  |  |  | Credit Card Fee 146.00 | CREDIT CARD FEE |  |  | 146.00 |  | Open
421712 |  |  |  | 421712 Insitu D53 Pressure Blower DDICKEY06022026 | 421712 INSITU D53 PRESSURE BLOWER DDICKEY06022026 |  |  |  | Additional Features / Notes: | Open
421712 |  |  | TESTING | Run Test - Required | RUN TEST REQUIRED |  |  |  | Additional Features / Notes: | Open
421711 |  |  | UNITARY BASE | Base Fan L 6,273.00 | BASE FAN |  |  | 6,273.00 |  | Open
421711 |  |  | MOTOR | Motor (Customer Provided) L INC | MOTOR CUSTOMER PROVIDED | Vendor: WEG ; 5 HP, 1200 RPM, Enclosure: TEFC ; 215T, Cast Iron, Foot Mounted, 1/60/230 ; Expected Date from Customer: 6/8/2026 ; CBC Mount |  | INC |  | Open
421711 |  |  |  | Mounting Charge L INC | MOUNTING CHARGE |  |  | INC |  | Open
421711 |  |  | ACCESS DOOR | Access Door, Quick Clamp L 403.00 | ACCESS DOOR QUICK CLAMP | Door Location: @3:00 |  | 403.00 |  | Open
421711 |  |  | BALANCE | G2.5 Balance L 341.00 | G2.5 BALANCE |  |  | 341.00 |  | Open
421711 |  |  | DRAIN | Housing Drain with Plug L 126.00 | HOUSING DRAIN WITH PLUG |  |  | 126.00 |  | Open
421711 |  |  | FLANGE | Inlet, Flanged, Punched L 597.00 | INLET FLANGED PUNCHED |  |  | 597.00 |  | Open
421711 |  |  | TESTING | Mechanical Run Test, Standard L STD | MECHANICAL RUN TEST STANDARD |  |  | STD |  | Open
421711 |  |  | FLANGE | Outlet, Flanged, Punched L STD | OUTLET FLANGED PUNCHED |  |  | STD |  | Open
421711 |  |  | SHAFT SEAL | Shaft Seal (Not Gas Tight) L 118.00 | SHAFT SEAL NOT GAS TIGHT |  |  | 118.00 |  | Open
421711 |  |  | STAINLESS STEEL | Stainless steel nameplate L 88.00 | STAINLESS STEEL NAMEPLATE |  |  | 88.00 |  | Open
421711 |  |  |  | Warranty, Exclusive 3 Year L INC | WARRANTY EXCLUSIVE 3 YEAR |  |  | INC |  | Open
421711 |  |  |  | Wheel, Type 'B', 1750 RPM L INC | WHEEL TYPE B 1750 RPM |  |  | INC |  | Open
421711 |  |  |  | 421711 Bin Fan 137222 | 421711 BIN FAN 137222 |  |  |  | Additional Features / Notes: | Open
421711 |  |  | TESTING | Run Test - Required | RUN TEST REQUIRED |  |  |  | Additional Features / Notes: | Open
421710 |  | CO#1 | UNITARY BASE | Base Fan L 3,543.00 | BASE FAN |  |  | 3,543.00 |  | Open
421710 |  | CO#1 | MOTOR, VFD | Motor C 661.77 24.00 165.00 851.00 49.00 | MOTOR | Vendor: Baldor or equivalent ; 15 HP, 3600 RPM, Enclosure: TEFC Premium ; 254T, Cast Iron, Foot Mounted, 3/60/575, F1, ; 1.15 SF ; Model #EM2394T-5 ; VFD Suitable ; CBC Mount |  | 661.77 |  | Open
421710 |  | CO#1 |  | Mounting Charge L INC | MOUNTING CHARGE |  |  | INC |  | Open
421710 |  | CO#1 |  | Housing, Square L 223.00 | HOUSING SQUARE |  |  | 223.00 |  | Open
421710 |  | CO#1 | FLANGE | Inlet, Punched Flanged L STD | INLET PUNCHED FLANGED |  |  | STD |  | Open
421710 |  | CO#1 | TESTING | Mechanical Run Test, Standard L STD | MECHANICAL RUN TEST STANDARD |  |  | STD |  | Open
421710 |  | CO#1 | MOTOR | Motor Base, T-Frame Motor L 470.00 | MOTOR BASE T FRAME MOTOR |  |  | 470.00 |  | Open
421710 |  | CO#1 |  | Percent Width (87.4%) L STD | PERCENT WIDTH 87.4% |  |  | STD |  | Open
421710 |  | CO#1 |  | Warranty, Exclusive 3 Year L INC | WARRANTY EXCLUSIVE 3 YEAR |  |  | INC |  | Open
421710 |  | CO#1 |  | Customer Broker: No Global Borders, 287 Richmond St E, 416-360-4642 | CUSTOMER BROKER NO GLOBAL BORDERS 287 RICHMOND ST E 416 360 4642 |  |  |  | Additional Features / Notes: | Open
421710 |  | CO#1 | TESTING | Run Test - Required | RUN TEST REQUIRED |  |  |  | Additional Features / Notes: | Open
421707 |  |  | UNITARY BASE | Base Fan N 1,072.00 | BASE FAN |  |  | 1,072.00 |  | Open
421707 |  |  | MOTOR, VFD | Motor C 681.40 19.00 72.00 772.00 | MOTOR | Vendor: WEG or equivalent ; 15 HP, 3600 RPM, Enclosure: TEFC Premium ; 215TC, Cast Iron, C-Face, With Feet, ; 3/60/230/460, F1, 1.15 SF ; Model #01536ET3E215TC-W22 ; VFD Suitable ; CBC Mount |  | 681.40 |  | Open
421707 |  |  |  | Mounting Charge N INC | MOUNTING CHARGE |  |  | INC |  | Open
421707 |  |  |  | Inlet, Slip N STD | INLET SLIP |  |  | STD |  | Open
421707 |  |  | TESTING | Mechanical Run Test, Standard N STD | MECHANICAL RUN TEST STANDARD |  |  | STD |  | Open
421707 |  |  |  | Outlet, Slip N STD | OUTLET SLIP |  |  | STD |  | Open
421707 |  |  | 3D STEP DRAWINGS | 3D STEP File Drawings, Inquiry Num: 280-21-1154 L | 3D STEP FILE DRAWINGS INQUIRY NUM 280 21 1154 |  |  |  |  | Open
421707 |  |  |  | Product 2,344.00 | PRODUCT |  |  | 2,344.00 |  | Open
421707 |  |  |  | 421707 - 42782-13487 | 421707 42782 13487 |  |  |  | Additional Features / Notes: | Open
421707 |  |  | TESTING | Run Test - Required | RUN TEST REQUIRED |  |  |  | Additional Features / Notes: | Open
421706 |  | CO#1 |  | Design 38, size 1400, 14 x 3-1/4 wheel with 5/8 N 222.00 | DESIGN 38 SIZE 1400 14 X 3 1 4 WHEEL WITH 5 8 | inch bore (OEM part), Inquiry Num: 19-18-226 |  | 222.00 |  | Open
421706 |  | CO#1 |  | Product 233.00 | PRODUCT |  |  | 233.00 |  | Open
421706 |  | CO#1 |  | Prints: | PRINTS |  |  |  | Additional Features / Notes: | Open
421706 |  | CO#1 |  | With drawing submittal include "suggested scroll dimensions" | WITH DRAWING SUBMITTAL INCLUDE SUGGESTED SCROLL DIMENSIONS |  |  |  | Additional Features / Notes: | Open
421705 |  |  | UNITARY BASE | Base Fan L 7,082.00 | BASE FAN |  |  | 7,082.00 |  | Open
421705 |  |  | MOTOR | Motor (Brook #BC4N020V4, nameplated suitable C 1,677.00 67.00 279.00 2,023.00 84.00 | MOTOR BROOK #BC4N020V4 NAMEPLATED SUITABLE | for: "30degC ambient at 4600 MASL." Motor ingress ; protection IP55, Include on motor requisition: ; Caterpillar P/N 512-1835 (SAP# 1084575)) ; Vendor: DIETZ ; 20 HP, 1800 RPM, Enclosure: TEFC Premium ; 256T, Cast Iron, Foot Mounted, 3/60/230/460, ; F1, 1.15 SF ; (last used on SN 421411) |  | 1,677.00 |  | Open
421705 |  |  |  | Mounting Charge C | MOUNTING CHARGE |  |  |  |  | Open
421705 |  |  |  | Inlet, Open L STD | INLET OPEN |  |  | STD |  | Open
421705 |  |  | TESTING | Mechanical Run Test, Standard L STD | MECHANICAL RUN TEST STANDARD |  |  | STD |  | Open
421705 |  |  | FLANGE | Outlet, Flanged, Punched L STD | OUTLET FLANGED PUNCHED |  |  | STD |  | Open
421705 |  |  |  | Warranty, Exclusive 3 Year L INC | WARRANTY EXCLUSIVE 3 YEAR |  |  | INC |  | Open
421705 |  |  |  | "DO NOT STACK" Sticker on all 4 sides of skid, L | DO NOT STACK STICKER ON ALL 4 SIDES OF SKID | Inquiry Num: 311-24-2051 |  |  |  | Open
421705 |  |  |  | Cast Hub with Straight Bore (Original CAT Design, L | CAST HUB WITH STRAIGHT BORE ORIGINAL CAT DESIGN | PN 512-1835), Inquiry Num: 311-19-1989 |  |  |  | Open
421705 |  |  |  | Fan nameplate without Chicago Blower name L | FAN NAMEPLATE WITHOUT CHICAGO BLOWER NAME | (information printed on reverse side of standard ; nameplate), Inquiry Num: 15-14-2975 |  |  |  | Open
421705 |  |  |  | No metal banding allowed, Inquiry Num: 311-15- L | NO METAL BANDING ALLOWED INQUIRY NUM 311 15 |  |  |  |  | Open
421705 |  |  | MOTOR | Only apply CBC's warning label to the fan. (Except L | ONLY APPLY CBC S WARNING LABEL TO THE FAN EXCEPT | D/47 will have the vendor's motor nameplate ; applied as well.) All other stickers/labels and ; nameplate will be placed in a bag and shipped with ; fan., Inquiry Num: 15-14-2975 |  |  |  | Open
421705 |  |  |  | Shipping barcode label, Inquiry Num: 15-14-2975 L | SHIPPING BARCODE LABEL INQUIRY NUM 15 14 2975 |  |  |  |  | Open
421705 |  |  | SCREEN | Size 2700 Oversized inlet screen mounted to inlet L 345.00 | SIZE 2700 OVERSIZED INLET SCREEN MOUNTED TO INLET | cone bolts, Inquiry Num: 15-13-254B |  | 345.00 |  | Open
421705 |  |  |  | ISPM Wood Inspection Stamp L INC | ISPM WOOD INSPECTION STAMP |  |  | INC |  | Open
421705 |  |  |  | Product 6,066.00 | PRODUCT |  |  | 6,066.00 |  | Open
421705 |  |  |  | Reference SN 326690 and SN 336938 | REFERENCE SN 326690 AND SN 336938 |  |  |  | Additional Features / Notes: | Open
421705 |  |  |  | Reference OEM dwg # 36-0-0972, and CBC SN 412742. Last ordered on SN 421411. | REFERENCE OEM DWG # 36 0 0972 AND CBC SN 412742 LAST ORDERED ON SN 421411 |  |  |  | Additional Features / Notes: | Open
421705 |  |  |  | Full approval was provided to PPAP A1108430 for PN 512-1835 ENG 01 on 3/18/2019. Full approval for PN 512-1835 ENG 00 was | FULL APPROVAL WAS PROVIDED TO PPAP A1108430 FOR PN 512 1835 ENG 01 ON 3 18 2019 FULL APPROVAL FOR PN 512 1835 ENG 00 WAS |  |  |  | Additional Features / Notes: | Open
421705 |  |  |  | provided on PPAP # A982140 which has been archived. | PROVIDED ON PPAP # A982140 WHICH HAS BEEN ARCHIVED |  |  |  | Additional Features / Notes: | Open
421705 |  |  | MOTOR | Purchasing: Motor quote from Dietz includes a motor that is: Brook Crompton, 20HP, 1800RPM, 256T Frame, 3PH, 60HZ, 230/460VAC, | PURCHASING MOTOR QUOTE FROM DIETZ INCLUDES A MOTOR THAT IS BROOK CROMPTON 20HP 1800RPM 256T FRAME 3PH 60HZ 230 460VAC |  |  |  | Additional Features / Notes: | Open
421705 |  |  |  | TEFC Encl, Cls VPI F Ins, Tropic Proof Windings, 1.15SF, 40C Ambient, Cast Iron Severe Duty, IP55 Protection, Nema Des B, S1 Cont | TEFC ENCL CLS VPI F INS TROPIC PROOF WINDINGS 1.15SF 40C AMBIENT CAST IRON SEVERE DUTY IP55 PROTECTION NEMA DES B S1 CONT |  |  |  | Additional Features / Notes: | Open
421705 |  |  | SHAFT SEAL, VFD | Duty, Double Lip Seals Both Ends, CE Mark, IP55 Protection, Inverter Duty 15:1 Constant Torque, EISA Compliant Premium Efficient, | DUTY DOUBLE LIP SEALS BOTH ENDS CE MARK IP55 PROTECTION INVERTER DUTY 15 1 CONSTANT TORQUE EISA COMPLIANT PREMIUM EFFICIENT |  |  |  | Additional Features / Notes: | Open
421705 |  |  |  | F-1,F2, F3 Convertible, Dual Rated 50HZ, 380-415VAC, 3 Year Warranty, | F 1 F2 F3 CONVERTIBLE DUAL RATED 50HZ 380 415VAC 3 YEAR WARRANTY |  |  |  | Additional Features / Notes: | Open
421705 |  |  | EXPLOSION PROOF | CSA Approved for Class 1, Division 2, Groups A,B,C,D, T3Temp Code, Suitable for use at 4600MASL @ 30DEG C Ambient Temp, W | CSA APPROVED FOR CLASS 1 DIVISION 2 GROUPS A B C D T3TEMP CODE SUITABLE FOR USE AT 4600MASL 30DEG C AMBIENT TEMPERATURE W |  |  |  | Additional Features / Notes: | Open
421705 |  |  |  | Series, PN# BC4N020V4 | SERIES PN# BC4N020V4 |  |  |  | Additional Features / Notes: | Open
421705 |  |  |  | Prints: | PRINTS |  |  |  | Additional Features / Notes: | Open
421705 |  |  |  | "DO NOT STACK" is required. | DO NOT STACK IS REQUIRED |  |  |  | Additional Features / Notes: | Open
421705 |  |  | TESTING | Run Test - Required | RUN TEST REQUIRED |  |  |  | Additional Features / Notes: | Open
421705 |  |  |  | Additional Shipping Notes: Shipping via Caterpillar Shipping Instructions found on the Rate Management Portal at: | ADDITIONAL SHIPPING NOTES SHIPPING VIA CATERPILLAR SHIPPING INSTRUCTIONS FOUND ON THE RATE MANAGEMENT PORTAL AT |  |  |  | Additional Features / Notes: | Open
421705 |  |  |  | https://transportation.cat.com/RM/index.html | HTTPS TRANSPORTATION CAT COM RM INDEX HTML |  |  |  | Additional Features / Notes: | Open
421705 |  |  |  | Traffic note: Please send Advance Shipping Notice - www.catwebedi.com | TRAFFIC NOTE PLEASE SEND ADVANCE SHIPPING NOTICE WWW CATWEBEDI COM |  |  |  | Additional Features / Notes: | Open
421705 |  |  |  | PLACE DO NOT STACK STICKERS ON ALL SIDES OF SKID | PLACE DO NOT STACK STICKERS ON ALL SIDES OF SKID |  |  |  | Additional Features / Notes: | Open
421705 |  |  |  | ALL LUMBER USED ON SKID MUST HAVE A VISIBLE ISPM WOOD INSPECTION STAMP. | ALL LUMBER USED ON SKID MUST HAVE A VISIBLE ISPM WOOD INSPECTION STAMP |  |  |  | Additional Features / Notes: | Open
421704 |  |  | UNITARY BASE | Base Fan N 796.00 | BASE FAN |  |  | 796.00 |  | Open
421704 |  |  | MOTOR, VFD | Motor C 250.55 9.00 27.00 287.00 | MOTOR | Vendor: Baldor or equivalent ; 3 HP, 3600 RPM, Enclosure: TEFC Premium ; 182TC, Rolled Steel, C-Face, With Feet, ; 3/60/230/460, F1, 1.15 SF ; Model #CEM3610T, PN 06-6-0019-14 ; VFD Suitable ; CBC Mount |  | 250.55 |  | Open
421704 |  |  |  | Mounting Charge N INC | MOUNTING CHARGE |  |  | INC |  | Open
421704 |  |  | FLANGE | Inlet, Flanged, Standard Bolted (Inlet Dia 6") N STD | INLET FLANGED STANDARD BOLTED INLET DIA 6 |  |  | STD |  | Open
421704 |  |  | TESTING | Mechanical Run Test, Standard N STD | MECHANICAL RUN TEST STANDARD |  |  | STD |  | Open
421704 |  |  |  | Outlet, Slip N STD | OUTLET SLIP |  |  | STD |  | Open
421704 |  |  | DAMPER | Outlet Slide Gate Damper, Full N 163.00 | OUTLET SLIDE GATE DAMPER FULL | Ship Loose (Freight Included) |  | 163.00 |  | Open
421704 |  |  |  | Product 1,746.00 | PRODUCT |  |  | 1,746.00 |  | Open
421704 |  |  |  | Credit Card Fee 56.00 | CREDIT CARD FEE |  |  | 56.00 |  | Open
421704 |  |  |  | Please do not charge credit card until order ships. | PLEASE DO NOT CHARGE CREDIT CARD UNTIL ORDER SHIPS |  |  |  | Additional Features / Notes: | Open
421704 |  |  | TESTING | Run Test - Required | RUN TEST REQUIRED |  |  |  | Additional Features / Notes: | Open
421704 |  |  |  | Additional Shipping Notes: Ann White | ADDITIONAL SHIPPING NOTES ANN WHITE |  |  |  | Additional Features / Notes: | Open
421704 |  |  |  | 812 381-7729 | 381 7729 |  | 812 |  | Additional Features / Notes: | Open
421703 |  |  | UNITARY BASE | Base Fan N 630.00 | BASE FAN |  |  | 630.00 |  | Open
421703 |  |  | MOTOR, VFD | Motor C 240.24 9.00 26.00 275.00 | MOTOR | Vendor: Baldor or equivalent ; 1.5 HP, 3600 RPM, Enclosure: TEFC Premium ; 56C, Rolled Steel, C-Face, With Feet, ; 3/60/230/460, F1, 1.15 SF ; Model #CEM3550, PN 06-6-0019-11 ; VFD Suitable ; CBC Mount |  | 240.24 |  | Open
421703 |  |  |  | Mounting Charge N INC | MOUNTING CHARGE |  |  | INC |  | Open
421703 |  |  |  | Inlet, Slip N STD | INLET SLIP |  |  | STD |  | Open
421703 |  |  | TESTING | Mechanical Run Test, Standard N STD | MECHANICAL RUN TEST STANDARD |  |  | STD |  | Open
421703 |  |  |  | Outlet, Slip N STD | OUTLET SLIP |  |  | STD |  | Open
421703 |  |  | FLANGE | Product 1,405.00 | PRODUCT | 421703 064474 with C-Flange RSS-P-923 |  | 1,405.00 |  | Open
421703 |  |  | TESTING | Run Test - Required | RUN TEST REQUIRED |  |  |  | Additional Features / Notes: | Open
421703 |  |  |  | Additional Shipping Notes: south eastern 016-031100 | ADDITIONAL SHIPPING NOTES SOUTH EASTERN 016 031100 |  |  |  | Additional Features / Notes: | Open
421703 |  |  |  | UPS 315372 | UPS 315372 |  |  |  | Additional Features / Notes: | Open
421701 |  |  | UNITARY BASE | Base Fan L 13,898.00 | BASE FAN |  |  | 13,898.00 |  | Open
421701 |  |  | MOTOR | Motor (25 HP, 1770 RPM TEAO 55degC at 6600', C 3,388.90 136.00 564.00 4,089.00 169.00 | MOTOR 25 HP 1770 RPM TEAO 55DEGC AT 6600 | 30degC at 15,500' Motor, CSA, ground stud in ; conduit box - Include on motor requisition: ; Caterpillar P/N 473-0609, SAP# 1084893) ; Vendor: ABB ; 25 HP, 1800 RPM, Enclosure: TEAO - Severe ; Duty ; 284TC, Cast Iron, C-Face, No Feet, 3/60/575, ; F1, 1.0 SF ; 1101259397 dated MAY26 Last Sold on SN ; Baldor PN 10F498X450G1 |  | 3,388.90 |  | Open
421701 |  |  |  | Mounting Charge C | MOUNTING CHARGE |  |  |  |  | Open
421701 |  |  | TESTING | Mechanical Run Test, Standard L STD | MECHANICAL RUN TEST STANDARD |  |  | STD |  | Open
421701 |  |  | MOTOR | Motor Conduit Box Location L STD | MOTOR CONDUIT BOX LOCATION | Viewed from Outlet: @12:00 |  | STD |  | Open
421701 |  |  |  | Warranty, Exclusive 3 Year L INC | WARRANTY EXCLUSIVE 3 YEAR |  |  | INC |  | Open
421701 |  |  |  | "DO NOT STACK" Sticker on all 4 sides of skid, L | DO NOT STACK STICKER ON ALL 4 SIDES OF SKID | Inquiry Num: 311-24-2051 |  |  |  | Open
421701 |  |  |  | Double Blade Pitch Set Screws, Inquiry Num: 15-8- L 125.00 | DOUBLE BLADE PITCH SET SCREWS INQUIRY NUM 15 8 |  |  | 125.00 |  | Open
421701 |  |  |  | Fan nameplate without Chicago Blower name L | FAN NAMEPLATE WITHOUT CHICAGO BLOWER NAME | (information printed on reverse side of standard ; nameplate), Inquiry Num: 15-14-2975 |  |  |  | Open
421701 |  |  |  | mount conduit box as close to the housing as L | MOUNT CONDUIT BOX AS CLOSE TO THE HOUSING AS | possible., Inquiry Num: 311-24-1312 |  |  |  | Open
421701 |  |  |  | No metal banding allowed, Inquiry Num: 311-15- L | NO METAL BANDING ALLOWED INQUIRY NUM 311 15 |  |  |  |  | Open
421701 |  |  | MOTOR | Only apply CBC's warning label to the fan. (Except L | ONLY APPLY CBC S WARNING LABEL TO THE FAN EXCEPT | D/47 will have the vendor's motor nameplate ; applied as well.) All other stickers/labels and ; nameplate will be placed in a bag and shipped with ; fan., Inquiry Num: 15-14-2975 |  |  |  | Open
421701 |  |  |  | Shipping barcode label, Inquiry Num: 15-14-2975 L | SHIPPING BARCODE LABEL INQUIRY NUM 15 14 2975 |  |  |  |  | Open
421701 |  |  |  | ISPM Wood Inspection Stamp L INC | ISPM WOOD INSPECTION STAMP |  |  | INC |  | Open
421701 |  |  |  | Product 11,233.00 | PRODUCT |  |  | 11,233.00 |  | Open
421701 |  |  |  | Reference OEM Dwg #47-0-0162. Last order was on SN 421407. | REFERENCE OEM DWG #47 0 0162 LAST ORDER WAS ON SN 421407 |  |  |  | Additional Features / Notes: | Open
421701 |  |  |  | Reference SN 313258 and SN 340600 | REFERENCE SN 313258 AND SN 340600 |  |  |  | Additional Features / Notes: | Open
421701 |  |  |  | Shipping barcode label needed | SHIPPING BARCODE LABEL NEEDED |  |  |  | Additional Features / Notes: | Open
421701 |  |  |  | PPAP #A1445105 for CAT PN 473-0609 ENG02 has been fully approved 5/30/25. PPAP# A1110859 for PN 473-0609 ENG 01 dated | PPAP #A1445105 FOR CAT PN 473 0609 ENG02 HAS BEEN FULLY APPROVED 5 30 25 PPAP# A1110859 FOR PN 473 0609 ENG 01 DATED |  |  |  | Additional Features / Notes: | Open
421701 |  |  |  | 4/1/2019 and Interim Approved PPAP# A1028388 for PN 473-0609 ENG 00 (currently expired) have been archived. | 4 1 2019 AND INTERIM APPROVED PPAP# A1028388 FOR PN 473 0609 ENG 00 CURRENTLY EXPIRED HAVE BEEN ARCHIVED |  |  |  | Additional Features / Notes: | Open
421701 |  |  |  | Prints: | PRINTS |  |  |  | Additional Features / Notes: | Open
421701 |  |  |  | "DO NOT STACK" is required. | DO NOT STACK IS REQUIRED |  |  |  | Additional Features / Notes: | Open
421701 |  |  | TESTING | Run Test - Required | RUN TEST REQUIRED |  |  |  | Additional Features / Notes: | Open
421701 |  |  |  | Order is shipping overseas; verify order is complete. For parts orders verify counts and sign off on inspection/crate report. | ORDER IS SHIPPING OVERSEAS VERIFY ORDER IS COMPLETE FOR PARTS ORDERS VERIFY COUNTS AND SIGN OFF ON INSPECTION CRATE REPORT |  |  |  | Additional Features / Notes: | Open
421701 |  |  |  | Additional Shipping Notes: Shipping via Caterpillar Shipping Instructions found on the Rate Management Portal at: | ADDITIONAL SHIPPING NOTES SHIPPING VIA CATERPILLAR SHIPPING INSTRUCTIONS FOUND ON THE RATE MANAGEMENT PORTAL AT |  |  |  | Additional Features / Notes: | Open
421701 |  |  |  | https://transportation.cat.com/RM/Index.html | HTTPS TRANSPORTATION CAT COM RM INDEX HTML |  |  |  | Additional Features / Notes: | Open
421701 |  |  |  | Traffic Note: Please send Advanced Shipping Notice - www.catwebedi.com | TRAFFIC NOTE PLEASE SEND ADVANCED SHIPPING NOTICE WWW CATWEBEDI COM |  |  |  | Additional Features / Notes: | Open
421701 |  |  |  | PLACE DO NOT STACK STICKERS ON ALL SKIDS OF SKIDDING | PLACE DO NOT STACK STICKERS ON ALL SKIDS OF SKIDDING |  |  |  | Additional Features / Notes: | Open
421701 |  |  |  | ALL LUMBER USED ON SKIDDING MUST HAVE A VISIBLE ISPM WOOD INSPECTION STAMP. | ALL LUMBER USED ON SKIDDING MUST HAVE A VISIBLE ISPM WOOD INSPECTION STAMP |  |  |  | Additional Features / Notes: | Open
421700 |  |  | UNITARY BASE | Base Fan L 6,919.00 | BASE FAN |  |  | 6,919.00 |  | Open
421700 |  |  | MOTOR | Motor (ABB Motor 3/0.8HP, 1800/900 184T C 1,924.27 77.00 320.00 2,321.00 96.00 | MOTOR ABB MOTOR 3 0.8HP 1800 900 184T | Vendor: ABB ; 3 HP, 1800 RPM, Enclosure: TEFC ; 184T, Cast Iron, Foot Mounted, 3/60/460 |  | 1,924.27 |  | Open
421700 |  |  |  | Mounting Charge L 627.00 | MOUNTING CHARGE |  |  | 627.00 |  | Open
421700 |  |  | V-BELT DRIVE | Drive N 237.00 24.00 | DRIVE | Constant Speed, SF: 1.2 ; CBC Mount |  | 237.00 |  | Open
421700 |  |  | ACCESS DOOR | Access Door, Quick Clamp L 361.00 | ACCESS DOOR QUICK CLAMP | Door Location: @3:00 |  | 361.00 |  | Open
421700 |  |  | BELT GUARD, COATING | Belt Guard, Painted Safety Yellow L 1,097.00 | BELT GUARD PAINTED SAFETY YELLOW | CBC Mount ; Tach Hole in Guard: None |  | 1,097.00 |  | Open
421700 |  |  | EXTENDED LUBE | Extended Grease Fittings L 280.00 | EXTENDED GREASE FITTINGS |  |  | 280.00 |  | Open
421700 |  |  | DRAIN | Housing Drain with Plug L 126.00 | HOUSING DRAIN WITH PLUG |  |  | 126.00 |  | Open
421700 |  |  | SCREEN | Inlet Screen L 171.00 | INLET SCREEN |  |  | 171.00 |  | Open
421700 |  |  | FLANGE | Inlet, Flanged, Punched L 136.00 | INLET FLANGED PUNCHED |  |  | 136.00 |  | Open
421700 |  |  | TESTING | Mechanical Run Test, Standard L STD | MECHANICAL RUN TEST STANDARD |  |  | STD |  | Open
421700 |  |  | FLANGE | Outlet, Flanged, Punched L STD | OUTLET FLANGED PUNCHED |  |  | STD |  | Open
421700 |  |  | BEARINGS, COATING | Shaft and Bearing Guard, Painted Safety Yellow L 343.00 | SHAFT AND BEARING GUARD PAINTED SAFETY YELLOW |  |  | 343.00 |  | Open
421700 |  |  | SHAFT SEAL | Shaft Seal (Not Gas Tight) L 139.00 | SHAFT SEAL NOT GAS TIGHT |  |  | 139.00 |  | Open
421700 |  |  |  | Product 8,158.00 | PRODUCT |  |  | 8,158.00 |  | Open
421700 |  |  |  | All Shipments require our Purchase order # referenced on all shipping documents/invoices. | ALL SHIPMENTS REQUIRE OUR PURCHASE ORDER # REFERENCED ON ALL SHIPPING DOCUMENTS INVOICES |  |  |  | Additional Features / Notes: | Open
421700 |  |  | TESTING | Run Test - Required | RUN TEST REQUIRED |  |  |  | Additional Features / Notes: | Open
421700 |  |  |  | Additional Shipping Notes: All Shipments require our Purchase order # referenced on all shipping documents/invoices. | ADDITIONAL SHIPPING NOTES ALL SHIPMENTS REQUIRE OUR PURCHASE ORDER # REFERENCED ON ALL SHIPPING DOCUMENTS INVOICES |  |  |  | Additional Features / Notes: | Open
421699 |  |  | UNITARY BASE | Base Fan L 4,940.00 | BASE FAN |  |  | 4,940.00 |  | Open
421699 |  |  | MOTOR | Motor (ABB Motor 3/0.8HP, 1800/900 184T C 1,924.27 77.00 320.00 2,321.00 96.00 | MOTOR ABB MOTOR 3 0.8HP 1800 900 184T | Vendor: ABB ; 3 HP, 1800 RPM, Enclosure: TEFC ; 184T, Cast Iron, Foot Mounted, 3/60/460 |  | 1,924.27 |  | Open
421699 |  |  |  | Mounting Charge L 627.00 | MOUNTING CHARGE |  |  | 627.00 |  | Open
421699 |  |  | V-BELT DRIVE | Drive N 237.00 24.00 | DRIVE | Constant Speed, SF: 1.2 ; CBC Mount |  | 237.00 |  | Open
421699 |  |  | ACCESS DOOR | Access Door, Quick Clamp L 361.00 | ACCESS DOOR QUICK CLAMP | Door Location: @3:00 |  | 361.00 |  | Open
421699 |  |  | BELT GUARD, COATING | Belt Guard, Painted Safety Yellow L 1,122.00 | BELT GUARD PAINTED SAFETY YELLOW | CBC Mount ; Tach Hole in Guard: None |  | 1,122.00 |  | Open
421699 |  |  | EXTENDED LUBE | Extended Grease Fittings L 280.00 | EXTENDED GREASE FITTINGS |  |  | 280.00 |  | Open
421699 |  |  | DRAIN | Housing Drain with Plug L 126.00 | HOUSING DRAIN WITH PLUG |  |  | 126.00 |  | Open
421699 |  |  | SCREEN | Inlet Screen L 266.00 | INLET SCREEN |  |  | 266.00 |  | Open
421699 |  |  | FLANGE | Inlet, Flanged, Punched L 135.00 | INLET FLANGED PUNCHED |  |  | 135.00 |  | Open
421699 |  |  | TESTING | Mechanical Run Test, Standard L STD | MECHANICAL RUN TEST STANDARD |  |  | STD |  | Open
421699 |  |  | FLANGE | Outlet, Flanged, Punched L STD | OUTLET FLANGED PUNCHED |  |  | STD |  | Open
421699 |  |  | BEARINGS, COATING | Shaft and Bearing Guard, Painted Safety Yellow L 318.00 | SHAFT AND BEARING GUARD PAINTED SAFETY YELLOW |  |  | 318.00 |  | Open
421699 |  |  | SHAFT SEAL | Shaft Seal (Not Gas Tight) L 150.00 | SHAFT SEAL NOT GAS TIGHT |  |  | 150.00 |  | Open
421699 |  |  |  | Product 7,221.00 | PRODUCT |  |  | 7,221.00 |  | Open
421699 |  |  |  | All Shipments require our Purchase order # referenced on all shipping documents/invoices. | ALL SHIPMENTS REQUIRE OUR PURCHASE ORDER # REFERENCED ON ALL SHIPPING DOCUMENTS INVOICES |  |  |  | Additional Features / Notes: | Open
421699 |  |  | TESTING | Run Test - Required | RUN TEST REQUIRED |  |  |  | Additional Features / Notes: | Open
421699 |  |  |  | Additional Shipping Notes: All Shipments require our Purchase order # referenced on all shipping documents/invoices. | ADDITIONAL SHIPPING NOTES ALL SHIPMENTS REQUIRE OUR PURCHASE ORDER # REFERENCED ON ALL SHIPPING DOCUMENTS INVOICES |  |  |  | Additional Features / Notes: | Open
421697 |  |  | UNITARY BASE | Base Fan N 561.00 | BASE FAN |  |  | 561.00 |  | Open
421697 |  |  | MOTOR, VFD | Motor C 133.42 5.00 14.00 152.00 | MOTOR | Vendor: Baldor or equivalent ; 0.5 HP, 3600 RPM, Enclosure: TEFC Epact ; 56C, Rolled Steel, C-Face, With Feet, ; 3/60/230/460, F1, 1.25 SF ; Model #CM3537, PN 06-6-0019-05 ; Not VFD Suitable ; CBC Mount |  | 133.42 |  | Open
421697 |  |  |  | Mounting Charge N INC | MOUNTING CHARGE |  |  | INC |  | Open
421697 |  |  |  | Inlet, Slip N STD | INLET SLIP |  |  | STD |  | Open
421697 |  |  | TESTING | Mechanical Run Test, Standard N STD | MECHANICAL RUN TEST STANDARD |  |  | STD |  | Open
421697 |  |  |  | Outlet, Slip N STD | OUTLET SLIP |  |  | STD |  | Open
421697 |  |  |  | ISPM Wood Inspection Stamp L INC | ISPM WOOD INSPECTION STAMP |  |  | INC |  | Open
421697 |  |  |  | Product 1,313.00 | PRODUCT |  |  | 1,313.00 |  | Open
421697 |  |  |  | Credit Card Fee 39.00 | CREDIT CARD FEE |  |  | 39.00 |  | Open
421697 |  |  |  | 421697 replace 412317 Carroll Buckner Verbal | 421697 REPLACE 412317 CARROLL BUCKNER VERBAL |  |  |  | Additional Features / Notes: | Open
421697 |  |  | TESTING | Run Test - Required | RUN TEST REQUIRED |  |  |  | Additional Features / Notes: | Open
421697 |  |  |  | Additional Shipping Notes: South Eastern Accoutn # 033000624 use if over what FedEx doesn't accept | ADDITIONAL SHIPPING NOTES SOUTH EASTERN ACCOUTN # 033000624 USE IF OVER WHAT FEDEX DOESN T ACCEPT |  |  |  | Additional Features / Notes: | Open
421696 |  |  | UNITARY BASE | Base Fan L 4,624.00 | BASE FAN |  |  | 4,624.00 |  | Open
421696 |  |  | MOTOR, VFD | Motor C 295.99 11.00 74.00 380.00 22.00 | MOTOR | Vendor: Baldor or equivalent ; 3 HP, 1800 RPM, Enclosure: TEFC Premium ; 182T, Cast Iron, Foot Mounted, 3/60/230/460, ; F1, 1.15 SF ; Model #EM3661T ; VFD Suitable ; CBC Mount |  | 295.99 |  | Open
421696 |  |  |  | Mounting Charge L INC | MOUNTING CHARGE |  |  | INC |  | Open
421696 |  |  |  | Inlet, Slip L 179.00 | INLET SLIP |  |  | 179.00 |  | Open
421696 |  |  | TESTING | Mechanical Run Test, Standard L STD | MECHANICAL RUN TEST STANDARD |  |  | STD |  | Open
421696 |  |  | FLANGE | Outlet, Flanged, Punched L STD | OUTLET FLANGED PUNCHED |  |  | STD |  | Open
421696 |  |  |  | Warranty, Exclusive 3 Year L INC | WARRANTY EXCLUSIVE 3 YEAR |  |  | INC |  | Open
421696 |  |  |  | Kindly note Certificate of Conformance must be included in shipment. | KINDLY NOTE CERTIFICATE OF CONFORMANCE MUST BE INCLUDED IN SHIPMENT |  |  |  | Additional Features / Notes: | Open
421696 |  |  |  | Please confirm DPAS acceptance | PLEASE CONFIRM DPAS ACCEPTANCE |  |  |  | Additional Features / Notes: | Open
421696 |  |  | TESTING | Run Test - Required | RUN TEST REQUIRED |  |  |  | Additional Features / Notes: | Open
421695 |  |  | UNITARY BASE | Base Fan L 5,248.00 | BASE FAN |  |  | 5,248.00 |  | Open
421695 |  |  | MOTOR, VFD | Motor C 302.81 11.00 75.00 389.00 23.00 | MOTOR | Vendor: Baldor or equivalent ; 5 HP, 1800 RPM, Enclosure: TEFC Premium ; 184T, Cast Iron, Foot Mounted, 3/60/230/460, ; F1, 1.15 SF ; Model #EM3665T ; VFD Suitable ; CBC Mount |  | 302.81 |  | Open
421695 |  |  |  | Mounting Charge L INC | MOUNTING CHARGE |  |  | INC |  | Open
421695 |  |  |  | Inlet, Open L STD | INLET OPEN |  |  | STD |  | Open
421695 |  |  | TESTING | Mechanical Run Test, Standard L STD | MECHANICAL RUN TEST STANDARD |  |  | STD |  | Open
421695 |  |  | FLANGE | Outlet, Flanged, Punched L STD | OUTLET FLANGED PUNCHED |  |  | STD |  | Open
421695 |  |  |  | Warranty, Exclusive 3 Year L INC | WARRANTY EXCLUSIVE 3 YEAR |  |  | INC |  | Open
421695 |  |  |  | Product 3,583.00 | PRODUCT |  |  | 3,583.00 |  | Open
421695 |  |  |  | Kindly note Certificate of Conformance must be included in shipment. | KINDLY NOTE CERTIFICATE OF CONFORMANCE MUST BE INCLUDED IN SHIPMENT |  |  |  | Additional Features / Notes: | Open
421695 |  |  |  | Please confirm DPAS acceptance | PLEASE CONFIRM DPAS ACCEPTANCE |  |  |  | Additional Features / Notes: | Open
421695 |  |  | TESTING | Run Test - Required | RUN TEST REQUIRED |  |  |  | Additional Features / Notes: | Open
421693 |  |  | UNITARY BASE | Base Fan L 49,144.00 | BASE FAN |  |  | 49,144.00 |  | Open
421693 |  |  | BEARINGS, MOTOR, VIBRATION ISOLATION | Motor (1LE63214CB212AK1-Z C 16,944.00 678.00 2,820.00 20,442.00 846.00 | MOTOR 1LE63214CB212AK1 Z | ABB-Baldor ; M2F Add Isolated Bearings for NEMA 447 to 449 ; M4G Add Auxiliary Conduit Box ; M21A Add Space Heaters - 120v ; Add statror RTD's 2/phase ; Add bearing RTD's ; ABB-Baldor to include motor drawings, performance ; datasheet, curves, OMI and wiring diagram.) ; Vendor: Baldor/Reliance ; 250 HP, 1800 RPM, Enclosure: Premium |  | 16,944.00 |  | Open
421693 |  |  |  | Mounting Charge L INC | MOUNTING CHARGE |  |  | INC |  | Open
421693 |  |  | ACCESS DOOR | Access Door, Quick Clamp L 645.00 | ACCESS DOOR QUICK CLAMP | Door Location: @3:00 |  | 645.00 |  | Open
421693 |  |  | FLEX CONNECTOR | Flexible Coupling, Rexnord Thomas Series 71 C 2,141.00 343.00 2,484.00 103.00 | FLEXIBLE COUPLING REXNORD THOMAS SERIES 71 | Size: 375 ; Fit: Clearance ; Puller Holes: None ; 421693 CB 626-4 EOR058724-F0034883K ; Set Screws ; CBC Mount |  | 2,141.00 |  | Open
421693 |  |  |  | Mounting Options: Both Halves L 2,139.00 | MOUNTING OPTIONS BOTH HALVES |  |  | 2,139.00 |  | Open
421693 |  |  | DRAIN | Housing Drain with Plug L 126.00 | HOUSING DRAIN WITH PLUG |  |  | 126.00 |  | Open
421693 |  |  | FLANGE, INLET VANES | Inlet, Flanged, Punched (without IVC) L 2,251.00 | INLET FLANGED PUNCHED WITHOUT IVC |  |  | 2,251.00 |  | Open
421693 |  |  |  | Lifting Lugs L STD | LIFTING LUGS |  |  | STD |  | Open
421693 |  |  | TESTING | Mechanical Run Test, Standard L STD | MECHANICAL RUN TEST STANDARD |  |  | STD |  | Open
421693 |  |  | FLANGE | Outlet, Flanged, Punched L STD | OUTLET FLANGED PUNCHED |  |  | STD |  | Open
421693 |  |  |  | Percent Width (90%) L 1,252.00 | PERCENT WIDTH 90% |  |  | 1,252.00 |  | Open
421693 |  |  | SHAFT SEAL | Shaft Seal (Not Gas Tight) L INC | SHAFT SEAL NOT GAS TIGHT |  |  | INC |  | Open
421693 |  |  | BEARINGS, COATING | Shaft, Bearing, and Coupling Guard, Painted Safety L 1,948.00 | SHAFT BEARING AND COUPLING GUARD PAINTED SAFETY | Yellow |  | 1,948.00 |  | Open
421693 |  |  |  | Shrink wrap, Wheel Dia. 37" to 44-1/2" L 455.00 | SHRINK WRAP WHEEL DIA 37 TO 44 1 2 |  |  | 455.00 |  | Open
421693 |  |  | SPARK RESISTANT | Spark Resistant Construction, AMCA Type C L 3,924.00 | SPARK RESISTANT CONSTRUCTION AMCA TYPE |  |  | 3,924.00 |  | Open
421693 |  |  | STAINLESS STEEL | Stainless steel nameplate L 88.00 | STAINLESS STEEL NAMEPLATE |  |  | 88.00 |  | Open
421693 |  |  | 3D STEP DRAWINGS | 3D Drawings (Any General Line Design), Inquiry L | 3D DRAWINGS ANY GENERAL LINE DESIGN INQUIRY | Num: 253-15-1865 |  |  |  | Open
421693 |  |  | BALANCE | CBC Runtest Results and Wheel Balance Report, L | CBC RUNTEST RESULTS AND WHEEL BALANCE REPORT | Inquiry Num: 253-15-1865 |  |  |  | Open
421693 |  |  |  | Packing List , Inquiry Num: 253-15-1865 L | PACKING LIST INQUIRY NUM 253 15 1865 |  |  |  |  | Open
421693 |  |  |  | Pictures of Fan Prior to Shipping, Inquiry Num: 253- L | PICTURES OF FAN PRIOR TO SHIPPING INQUIRY NUM 253 |  |  |  |  | Open
421693 |  |  | FLANGE, SILENCER | Aeroacoustic "Silentflow" Model CI-48-4AA inlet C 23,393.00 3,743.00 27,136.00 1,123.00 | AEROACOUSTIC SILENTFLOW MODEL CI 48 4AA INLET | silencer with velocity tube as per submittal. Silencer ; duplicate of CBC Job# 419653 and Aero Job# ; - Model CI-48-4AA inlet silencer ; - Inlet transition ; - Velocity tube ; - Extended plate flange outlet ; - Support legs ; - Inlet flange punched ; - Lifting lugs ; - Fan mounting hardware and gasket |  | 23,393.00 |  | Open
421693 |  |  |  | Prints: | PRINTS |  |  |  | Additional Features / Notes: | Open
421693 |  |  | MOTOR | Engineering to show fan + accessory weight, motor weight, and total assembled weight on drawings. | ENGINEERING TO SHOW FAN ACCESSORY WEIGHT MOTOR WEIGHT AND TOTAL ASSEMBLED WEIGHT ON DRAWINGS |  |  |  | Additional Features / Notes: | Open
421693 |  |  |  | Job Name: JZ F0034883K | JOB NAME JZ F0034883K |  |  |  | Additional Features / Notes: | Open
421693 |  |  |  | Location: Enclosed Biogas Flare | LOCATION ENCLOSED BIOGAS FLARE |  |  |  | Additional Features / Notes: | Open
421692 |  |  | UNITARY BASE | Base Fan L 19,522.00 | BASE FAN |  |  | 19,522.00 |  | Open
421692 |  |  | BEARINGS, MOTOR, VFD, VIBRATION ISOLATION | Motor (EM4400T-G C 5,386.17 215.00 896.00 6,497.00 269.00 | MOTOR EM4400T G | M2F Add Isolated Bearings for NEMA 404 to 405 ; M15B Replace Nameplate #10) ; Vendor: ABB ; 100 HP, 1800 RPM, Enclosure: TEFC Premium ; 405T, Cast Iron, Foot Mounted, 3/60/230/460, ; F1, 1.15 SF ; VFD Controlled |  | 5,386.17 |  | Open
421692 |  |  |  | Mounting Charge L INC | MOUNTING CHARGE |  |  | INC |  | Open
421692 |  |  |  | 4-Wall Crate for Closed Truck Only L 564.00 | 4 WALL CRATE FOR CLOSED TRUCK ONLY |  |  | 564.00 |  | Open
421692 |  |  | ACCESS DOOR | Access Door, Quick Clamp L 694.00 | ACCESS DOOR QUICK CLAMP | Door Location: @9:00 |  | 694.00 |  | Open
421692 |  |  | EXTENDED LUBE | Extended Grease Fittings L 271.00 | EXTENDED GREASE FITTINGS |  |  | 271.00 |  | Open
421692 |  |  | DRAIN | Housing Drain with Plug L 126.00 | HOUSING DRAIN WITH PLUG |  |  | 126.00 |  | Open
421692 |  |  | 3D STEP DRAWINGS | Include 3D STEP Drawings L NC | INCLUDE 3D STEP DRAWINGS |  |  | NC |  | Open
421692 |  |  |  | Inlet Box, Bolt-on (Shipped Loose) L 5,834.00 | INLET BOX BOLT ON SHIPPED LOOSE | Bolt-On Inlet Box Position: @ 0° |  | 5,834.00 |  | Open
421692 |  |  | DRAIN | Inlet Box, Drain Plug 3/4" Diameter L 124.00 | INLET BOX DRAIN PLUG 3 4 DIAMETER |  |  | 124.00 |  | Open
421692 |  |  | FLANGE | Inlet, Flanged, Punched L 1,358.00 | INLET FLANGED PUNCHED |  |  | 1,358.00 |  | Open
421692 |  |  |  | Lifting Lugs L INC | LIFTING LUGS |  |  | INC |  | Open
421692 |  |  | TESTING | Mechanical Run Test, Standard L STD | MECHANICAL RUN TEST STANDARD |  |  | STD |  | Open
421692 |  |  | FLANGE | Outlet, Flanged, Punched L 876.00 | OUTLET FLANGED PUNCHED |  |  | 876.00 |  | Open
421692 |  |  |  | Percent Width (114.6%) (115% Width, Inquiry L 1,014.00 | PERCENT WIDTH 114.6% 115% WIDTH INQUIRY | Num: 374-26-2072) |  | 1,014.00 |  | Open
421692 |  |  | STAINLESS STEEL | Stainless steel nameplate L 88.00 | STAINLESS STEEL NAMEPLATE |  |  | 88.00 |  | Open
421692 |  |  |  | Warranty, Exclusive 3 Year L INC | WARRANTY EXCLUSIVE 3 YEAR |  |  | INC |  | Open
421692 |  |  | FLANGE, FLEX CONNECTOR | Part: URT540729.3X45.8-6-2 C 804.00 200.00 1,004.00 60.00 | PART URT540729.3X45.8 6 2 | ChemShield 5407 Fabric U-Belt Expansion Joint, 29- ; 1/4" x 45-13/16" Ins. Dim., 6" ; F/F, 2" Flange, 1/4" Thk. A36 CS Backing Bars ; (Primed). Holes Punched per ; Customer Bolt Pattern. ; Vendor: FlexibleCompensators ; Ship Direct ; Product: Expansion Joint ; ChemShield 5407 Fabric U-Belt Expansion Joint, 29-1/4" x 45- ; 13/16" Ins. Dim., 6" |  | 804.00 |  | Open
421692 |  |  | TESTING | Run Test - Required | RUN TEST REQUIRED |  |  |  | Additional Features / Notes: | Open
421692 |  |  |  | Additional Shipping Notes: PLEASE CONTACT | ADDITIONAL SHIPPING NOTES PLEASE CONTACT |  |  |  | Additional Features / Notes: | Open
421692 |  |  |  | PLEASE SEND WEIGHTS AND DIMS | PLEASE SEND WEIGHTS AND DIMS |  |  |  | Additional Features / Notes: | Open
421692 |  |  |  | AS WELL. | AS WELL |  |  |  | Additional Features / Notes: | Open
421692 |  |  |  | IF THE SHIPMENT IS BELOW 150 | IF THE SHIPMENT IS BELOW 150 |  |  |  | Additional Features / Notes: | Open
421692 |  |  |  | LBS. CONTACT | LBS CONTACT |  |  |  | Additional Features / Notes: | Open
421692 |  |  |  | PLEASE SEND TRACKING TO THE | PLEASE SEND TRACKING TO THE |  |  |  | Additional Features / Notes: | Open
421692 |  |  |  | ABOVE EMAIL AFTER. | ABOVE EMAIL AFTER |  |  |  | Additional Features / Notes: | Open
421690 |  |  | UNITARY BASE | Base Fan L 3,551.00 | BASE FAN |  |  | 3,551.00 |  | Open
421690 |  |  | MOTOR, VFD | Motor C 537.22 15.00 131.00 683.00 39.00 | MOTOR | Vendor: WEG ; 7.5 HP, 3600 RPM, Enclosure: TEFC Premium ; 213T, Cast Iron, Foot Mounted, 3/60/230/460, ; F1, 1.15 SF ; Model #00736ET3E213T-W22 ; VFD Suitable ; CBC Mount |  | 537.22 |  | Open
421690 |  |  |  | Mounting Charge L INC | MOUNTING CHARGE |  |  | INC |  | Open
421690 |  |  |  | Inlet, Open L STD | INLET OPEN |  |  | STD |  | Open
421690 |  |  | TESTING | Mechanical Run Test, Standard L STD | MECHANICAL RUN TEST STANDARD |  |  | STD |  | Open
421690 |  |  | FLANGE | Outlet, Flanged, Punched L STD | OUTLET FLANGED PUNCHED |  |  | STD |  | Open
421690 |  |  |  | Percent Width (70%) L 699.00 | PERCENT WIDTH 70% |  |  | 699.00 |  | Open
421690 |  |  |  | Warranty, Exclusive 3 Year L INC | WARRANTY EXCLUSIVE 3 YEAR |  |  | INC |  | Open
421690 |  |  |  | 421690 P/N 91257-281 409897-0003-001 | 421690 P N 91257 281 409897 0003 001 |  |  |  | Additional Features / Notes: | Open
421690 |  |  |  | Must be on Munters dock by 07/24/2026 | MUST BE ON MUNTERS DOCK BY 07 24 2026 |  |  |  | Additional Features / Notes: | Open
421690 |  |  | MOTOR | All auxiliary items except motor are to be ship loose. | ALL AUXILIARY ITEMS EXCEPT MOTOR ARE TO BE SHIP LOOSE |  |  |  | Additional Features / Notes: | Open
421690 |  |  | TESTING | Run Test - Required | RUN TEST REQUIRED |  |  |  | Additional Features / Notes: | Open
421687 |  |  | INLET VANES | Replacement IVC with Inlet Cone (Qty: 1), Inquiry N 13,066.00 2,613.00 | REPLACEMENT IVC WITH INLET CONE QTY 1 INQUIRY | Num: 302-26-1994RP |  | 13,066.00 |  | Open
421687 |  |  |  | Product 17,066.00 | PRODUCT |  |  | 17,066.00 |  | Open
421687 |  |  |  | NOT PER ORIGINAL | NOT PER ORIGINAL |  |  |  | Additional Features / Notes: | Open
421687 |  |  |  | Customer assumes responsibility for fit-up and suitability of part(s) due to part(s) being not per original | CUSTOMER ASSUMES RESPONSIBILITY FOR FIT UP AND SUITABILITY OF PART S DUE TO PART S BEING NOT PER ORIGINAL |  |  |  | Additional Features / Notes: | Open
421682 |  |  | UNITARY BASE | Base Fan L 3,955.00 | BASE FAN |  |  | 3,955.00 |  | Open
421682 |  |  | MOTOR | Motor (Model# 02536EG3E284TS-W22 Super C 1,540.48 46.00 262.00 1,848.00 79.00 | MOTOR MODEL# 02536EG3E284TS W22 SUPER | Premium Efficiency 25 HP 2P 284/6TS ; 3Ph 208-230/460//380 V 60//50 Hz IC411 - TEFC - ; Foot-mounted Motor with Mods: Rerated to read: ; 25HP ¦ 3-60-230/460V ¦ ; 3-50-190/380-415V ¦ 1.0 SF ¦ 4800 MASL ¦ ; CAT PN 503-0233/CBC OEM PN 64-0-0023) ; Vendor: Weg ; 25 HP, 3600 RPM, Enclosure: TEFC Premium ; 284TS, Cast Iron, Foot Mounted, 3/60/230/460, ; F1, 1.0 SF |  | 1,540.48 |  | Open
421682 |  |  |  | Mounting Charge L INC | MOUNTING CHARGE |  |  | INC |  | Open
421682 |  |  |  | Housing, Square L 242.00 | HOUSING SQUARE |  |  | 242.00 |  | Open
421682 |  |  | SCREEN | Inlet Screen L 234.00 | INLET SCREEN | Inlet, Open (Deduct for an open inlet, Inquiry Num: L -277.00 |  | 234.00 |  | Open
421682 |  |  | TESTING | Mechanical Run Test, Standard L STD | MECHANICAL RUN TEST STANDARD |  |  | STD |  | Open
421682 |  |  | MOTOR | Motor Base, T-Frame Motor L 526.00 | MOTOR BASE T FRAME MOTOR |  |  | 526.00 |  | Open
421682 |  |  |  | Percent Width (95%) L STD | PERCENT WIDTH 95% |  |  | STD |  | Open
421682 |  |  |  | Warranty, Exclusive 3 Year L INC | WARRANTY EXCLUSIVE 3 YEAR |  |  | INC |  | Open
421682 |  |  |  | "DO NOT STACK" Sticker on all 4 sides of skid, L | DO NOT STACK STICKER ON ALL 4 SIDES OF SKID | Inquiry Num: 311-24-2051 |  |  |  | Open
421682 |  |  |  | Fan nameplate without Chicago Blower name L | FAN NAMEPLATE WITHOUT CHICAGO BLOWER NAME | (information printed on reverse side of standard ; nameplate), Inquiry Num: 15-14-2975 |  |  |  | Open
421682 |  |  |  | No metal banding allowed, Inquiry Num: 311-15- L | NO METAL BANDING ALLOWED INQUIRY NUM 311 15 |  |  |  |  | Open
421682 |  |  | MOTOR | Only apply CBC's warning label to the fan. (Except L | ONLY APPLY CBC S WARNING LABEL TO THE FAN EXCEPT | D/47 will have the vendor's motor nameplate ; applied as well.) All other stickers/labels and ; nameplate will be placed in a bag and shipped with ; fan., Inquiry Num: 15-14-2975 |  |  |  | Open
421682 |  |  | SCREEN | Self Tappers for inlet screen and tack nut to side of L 172.00 | SELF TAPPERS FOR INLET SCREEN AND TACK NUT TO SIDE OF | cone, Inquiry Num: 311-16-2368 |  | 172.00 |  | Open
421682 |  |  |  | Shipping barcode label, Inquiry Num: 15-14-2975 L | SHIPPING BARCODE LABEL INQUIRY NUM 15 14 2975 |  |  |  |  | Open
421682 |  |  | MOTOR | Weigh fan/wheel/motor only, Inquiry Num: 311-16- L | WEIGH FAN WHEEL MOTOR ONLY INQUIRY NUM 311 16 |  |  |  |  | Open
421682 |  |  |  | ISPM Wood Inspection Stamp L INC | ISPM WOOD INSPECTION STAMP |  |  | INC |  | Open
421682 |  |  |  | Product 4,597.00 | PRODUCT |  |  | 4,597.00 |  | Open
421682 |  |  |  | Reference OEM Drawing# 64-0-0023C for CAT PN 503-0233. REFERENCE LAST CBC SN 417456. | REFERENCE OEM DRAWING# 64 0 0023C FOR CAT PN 503 0233 REFERENCE LAST CBC SN 417456 |  |  |  | Additional Features / Notes: | Open
421682 |  |  |  | Place hold on order prior to crating to take photos of the fan before skidding and provide weight of fan allow. Then skid fan for | PLACE HOLD ON ORDER PRIOR TO CRATING TO TAKE PHOTOS OF THE FAN BEFORE SKIDDING AND PROVIDE WEIGHT OF FAN ALLOW THEN SKID FAN FOR |  |  |  | Additional Features / Notes: | Open
421682 |  |  |  | photos, weights, and dimensions and provide to Jim Deloughery for PPAP submission for approval. Need to submit a PPAP for CAT PN | PHOTOS WEIGHTS AND DIMENSIONS AND PROVIDE TO JIM DELOUGHERY FOR PPAP SUBMISSION FOR APPROVAL NEED TO SUBMIT A PPAP FOR CAT PN |  |  |  | Additional Features / Notes: | Open
421682 |  |  |  | 503-0233 ENG 01. | 503 0233 ENG 01 |  |  |  | Additional Features / Notes: | Open
421682 |  |  |  | PPAP# A1252079 has full approval for CAT PN 503-0233 ENG 00. No further action is required for this PN at this time. | PPAP# A1252079 HAS FULL APPROVAL FOR CAT PN 503 0233 ENG 00 NO FURTHER ACTION IS REQUIRED FOR THIS PN AT THIS TIME |  |  |  | Additional Features / Notes: | Open
421682 |  |  |  | Prints: | PRINTS |  |  |  | Additional Features / Notes: | Open
421682 |  |  |  | Advise Varun Patel of this order, we have had cracking at the bend points (corners) on these units. | ADVISE VARUN PATEL OF THIS ORDER WE HAVE HAD CRACKING AT THE BEND POINTS CORNERS ON THESE UNITS |  |  |  | Additional Features / Notes: | Open
421682 |  |  |  | "DO NOT STACK" is required. | DO NOT STACK IS REQUIRED |  |  |  | Additional Features / Notes: | Open
421682 |  |  | TESTING | Run Test - Required | RUN TEST REQUIRED |  |  |  | Additional Features / Notes: | Open
421682 |  |  |  | Additional Shipping Notes: Traffic note: Please send Advance Shipping Notice - www.catwebedi.com | ADDITIONAL SHIPPING NOTES TRAFFIC NOTE PLEASE SEND ADVANCE SHIPPING NOTICE WWW CATWEBEDI COM |  |  |  | Additional Features / Notes: | Open
421682 |  |  |  | Shipping via Caterpillar Shipping Instructions found on the Rate Management Portal at: https://transportation.cat.com/RM/index.html | SHIPPING VIA CATERPILLAR SHIPPING INSTRUCTIONS FOUND ON THE RATE MANAGEMENT PORTAL AT HTTPS TRANSPORTATION CAT COM RM INDEX HTML |  |  |  | Additional Features / Notes: | Open
421682 |  |  |  | DO NOT STACK STICKERS ON ALL SIDES OF THE SKID | DO NOT STACK STICKERS ON ALL SIDES OF THE SKID |  |  |  | Additional Features / Notes: | Open
421682 |  |  |  | All lumber on skids must have a visable ISPM Wood Inspection Stamp. | ALL LUMBER ON SKIDS MUST HAVE A VISABLE ISPM WOOD INSPECTION STAMP |  |  |  | Additional Features / Notes: | Open
421682 |  |  |  | 421682 503-0233 4502375125 | 421682 503 0233 4502375125 |  |  |  | Additional Features / Notes: | Open
421674 |  |  | UNITARY BASE | Base Fan L 13,898.00 | BASE FAN |  |  | 13,898.00 |  | Open
421674 |  |  | MOTOR | Motor (****DO NOT PURCHASE NEW MOTOR!! USE C 3,068.00 123.00 510.00 3,701.00 153.00 | MOTOR DO NOT PURCHASE NEW MOTOR USE | MOTOR FROM BT356!!**** ; Nameplated for 25 C ambient, 4800 meter elevation ; - Include on motor requisition: Caterpillar P/N ; Vendor: DIETZ ; 25 HP, 1500 RPM, Enclosure: TEAO - Severe ; Duty ; 284TC, Cast Iron, C-Face, No Feet, 3/50/380, ; F1, 1.0 SF ; FEB26 last used on SN 421130 |  | 3,068.00 |  | Open
421674 |  |  |  | Mounting Charge C | MOUNTING CHARGE |  |  |  |  | Open
421674 |  |  | TESTING | Mechanical Run Test, Standard L STD | MECHANICAL RUN TEST STANDARD |  |  | STD |  | Open
421674 |  |  | MOTOR | Motor Conduit Box Location L STD | MOTOR CONDUIT BOX LOCATION | Viewed from Outlet: @12:00 |  | STD |  | Open
421674 |  |  |  | Warranty, Exclusive 3 Year L INC | WARRANTY EXCLUSIVE 3 YEAR |  |  | INC |  | Open
421674 |  |  |  | "DO NOT STACK" Sticker on all 4 sides of skid, L | DO NOT STACK STICKER ON ALL 4 SIDES OF SKID | Inquiry Num: 311-24-2051 |  |  |  | Open
421674 |  |  |  | Double Blade Pitch Set Screws, Inquiry Num: 15-8- L 125.00 | DOUBLE BLADE PITCH SET SCREWS INQUIRY NUM 15 8 |  |  | 125.00 |  | Open
421674 |  |  |  | Fan nameplate without Chicago Blower name L | FAN NAMEPLATE WITHOUT CHICAGO BLOWER NAME | (information printed on reverse side of standard ; nameplate), Inquiry Num: 15-14-2975 |  |  |  | Open
421674 |  |  |  | mount conduit box as close to the housing as L | MOUNT CONDUIT BOX AS CLOSE TO THE HOUSING AS | possible., Inquiry Num: 311-24-1312 |  |  |  | Open
421674 |  |  |  | No metal banding allowed, Inquiry Num: 311-15- L | NO METAL BANDING ALLOWED INQUIRY NUM 311 15 |  |  |  |  | Open
421674 |  |  | MOTOR | Only apply CBC's warning label to the fan. (Except L | ONLY APPLY CBC S WARNING LABEL TO THE FAN EXCEPT | D/47 will have the vendor's motor nameplate ; applied as well.) All other stickers/labels and ; nameplate will be placed in a bag and shipped with ; fan., Inquiry Num: 15-14-2975 |  |  |  | Open
421674 |  |  |  | Shipping barcode label, Inquiry Num: 15-14-2975 L | SHIPPING BARCODE LABEL INQUIRY NUM 15 14 2975 |  |  |  |  | Open
421674 |  |  |  | ISPM Wood Inspection Stamp L INC | ISPM WOOD INSPECTION STAMP |  |  | INC |  | Open
421674 |  |  |  | Product 10,811.00 | PRODUCT |  |  | 10,811.00 |  | Open
421674 |  |  |  | Reference OEM Drawing 47-0-92U for CAT PN 463-9377. Reference CBC SN 414518 for order to show new conduit box position (at | REFERENCE OEM DRAWING 47 0 92U FOR CAT PN 463 9377 REFERENCE CBC SN 414518 FOR ORDER TO SHOW NEW CONDUIT BOX POSITION AT |  |  |  | Additional Features / Notes: | Open
421674 |  |  |  | housing side). Last order on 421130. | HOUSING SIDE LAST ORDER ON 421130 |  |  |  | Additional Features / Notes: | Open
421674 |  |  |  | PPAP# A1335119 has full approval for PN 463-9377 ENG 03 no further action required. PPAP# A1139502 that approved on 11/7/2019 | PPAP# A1335119 HAS FULL APPROVAL FOR PN 463 9377 ENG 03 NO FURTHER ACTION REQUIRED PPAP# A1139502 THAT APPROVED ON 11 7 2019 |  |  |  | Additional Features / Notes: | Open
421674 |  |  |  | for PN 463-9377 ENG (02) will be archived for future use. Only change on drawings are for CAT purposes added a 1E2999 Symbols | FOR PN 463 9377 ENG 02 WILL BE ARCHIVED FOR FUTURE USE ONLY CHANGE ON DRAWINGS ARE FOR CAT PURPOSES ADDED A 1E2999 SYMBOLS |  |  |  | Additional Features / Notes: | Open
421674 |  |  | COATING | specification and updated coating Note # B to show wheel is un-coated. CBC did not change any designs to their units. No further | SPECIFICATION AND UPDATED COATING NOTE # B TO SHOW WHEEL IS UN COATED CBC DID NOT CHANGE ANY DESIGNS TO THEIR UNITS NO FURTHER |  |  |  | Additional Features / Notes: | Open
421674 |  |  |  | action is required. I will release once the PPAP is approved. | ACTION IS REQUIRED I WILL RELEASE ONCE THE PPAP IS APPROVED |  |  |  | Additional Features / Notes: | Open
421674 |  |  | MOTOR | USE MOTORS ON CBC BLUE TAG BT356. SEE KAREN O AND LIZ R FOR DETAILS. | USE MOTORS ON CBC BLUE TAG BT356 SEE KAREN O AND LIZ R FOR DETAILS |  |  |  | Additional Features / Notes: | Open
421674 |  |  |  | Prints: | PRINTS |  |  |  | Additional Features / Notes: | Open
421674 |  |  |  | "DO NOT STACK" is required. | DO NOT STACK IS REQUIRED |  |  |  | Additional Features / Notes: | Open
421674 |  |  | TESTING | Run Test - Required | RUN TEST REQUIRED |  |  |  | Additional Features / Notes: | Open
421674 |  |  |  | Order is shipping overseas; verify order is complete. For parts orders verify counts and sign off on inspection/crate report. | ORDER IS SHIPPING OVERSEAS VERIFY ORDER IS COMPLETE FOR PARTS ORDERS VERIFY COUNTS AND SIGN OFF ON INSPECTION CRATE REPORT |  |  |  | Additional Features / Notes: | Open
421674 |  |  |  | Additional Shipping Notes: Shipping via Caterpillar Shipping Instructions found on the Rate Management Portal at: | ADDITIONAL SHIPPING NOTES SHIPPING VIA CATERPILLAR SHIPPING INSTRUCTIONS FOUND ON THE RATE MANAGEMENT PORTAL AT |  |  |  | Additional Features / Notes: | Open
421674 |  |  |  | https://transportation.cat.com/RM/Index.html | HTTPS TRANSPORTATION CAT COM RM INDEX HTML |  |  |  | Additional Features / Notes: | Open
421674 |  |  |  | Traffic note: Please send Advance Shipping Notice - www.catwebedi.com | TRAFFIC NOTE PLEASE SEND ADVANCE SHIPPING NOTICE WWW CATWEBEDI COM |  |  |  | Additional Features / Notes: | Open
421674 |  |  |  | DO NOT STACK Sticker to be placed on all 4 sides of skid. | DO NOT STACK STICKER TO BE PLACED ON ALL 4 SIDES OF SKID |  |  |  | Additional Features / Notes: | Open
421674 |  |  |  | ALL SKID MEMBERS ARE TO CARRY THE ISPM WOOD INSPECTION STAMP | ALL SKID MEMBERS ARE TO CARRY THE ISPM WOOD INSPECTION STAMP |  |  |  | Additional Features / Notes: | Open
421674 |  |  |  | 421674 463-9377 4502375126 | 421674 463 9377 4502375126 |  |  |  | Additional Features / Notes: | Open
421673 |  |  | MOTOR | Base Fan (Bare Fan to accommodate a 256TC N 1,005.00 | BASE FAN BARE FAN TO ACCOMMODATE A 256TC | Frame Motor (reference SN 412580), Inquiry Num: |  | 1,005.00 |  | Open
421673 |  |  | MOTOR | Motor (Model# 02036ET3E256TC-W22 NEMA C 1,070.19 32.00 114.00 1,216.00 | MOTOR MODEL# 02036ET3E256TC W22 NEMA | Premium Efficiency 20 HP 2P 254/6TC ; 3Ph 230/460//380 V 60//50 Hz IC411 - TEFC - ; Footmounted Motor with Mods: Replated to read: ; 15HP ¦ 3-60-230/460V ¦ ; 3-50-190/380-415V ¦ 1.0 SF ¦ 4800 MASL ; CAT PN 570-7990/CBC OEM PN 36-0-0572) ; Vendor: Weg ; 15 HP, 3600 RPM, Enclosure: TEFC Premium ; 256TC, Cast Iron, C-Face, With Feet, ; 3/60/230/460, F1, 1.0 SF |  | 1,070.19 |  | Open
421673 |  |  |  | Mounting Charge L INC | MOUNTING CHARGE |  |  | INC |  | Open
421673 |  |  | SCREEN | Inlet Screen, (Inlet Dia 10") N 49.00 | INLET SCREEN INLET DIA 10 | Inlet, Special (Inlet, Special (Slip), Inquiry Num: N NaN |  | 49.00 |  | Open
421673 |  |  | TESTING | Mechanical Run Test, Standard N STD | MECHANICAL RUN TEST STANDARD |  |  | STD |  | Open
421673 |  |  |  | Outlet, Slip N STD | OUTLET SLIP |  |  | STD |  | Open
421673 |  |  |  | "DO NOT STACK" Sticker on all 4 sides of skid, L | DO NOT STACK STICKER ON ALL 4 SIDES OF SKID | Inquiry Num: 311-24-2402 |  |  |  | Open
421673 |  |  | TESTING | 3/8-16 hardware to mount housing to Drive cover N 39.00 | 3 8 16 HARDWARE TO MOUNT HOUSING TO DRIVE COVER | Plate. , Inquiry Num: 311-25-3121 ; D37/D38 Run Test, Grey, Sticker provided in N NaN ; separate bag separate of fan. Sticker to be cut to ; remove the Chicago Blower header, Inquiry Num: |  | 39.00 |  | Open
421673 |  |  |  | Fabricated Drive Side Plate with Slotted Holes for N 43.00 | FABRICATED DRIVE SIDE PLATE WITH SLOTTED HOLES FOR | Housing Mounting, Inquiry Num: 311-25-3121 |  | 43.00 |  | Open
421673 |  |  |  | For all CAT D/38 Fans: bolted fan to the skid with N 122.00 | FOR ALL CAT D 38 FANS BOLTED FAN TO THE SKID WITH | scrap wood for blocking under the fan housing, ; Inquiry Num: 311-22-1439 ; No metal banding allowed, Inquiry Num: 311-15- N NaN |  | 122.00 |  | Open
421673 |  |  | MOTOR | Only apply CBC's warning label to the fan. (Except L | ONLY APPLY CBC S WARNING LABEL TO THE FAN EXCEPT | D/47 will have the vendor's motor nameplate ; applied as well.) All other stickers/labels and ; nameplate will be placed in a bag and shipped with ; fan., Inquiry Num: 15-14-2975 |  |  |  | Open
421673 |  |  |  | Shipping barcode label, Inquiry Num: 15-14-2975 L | SHIPPING BARCODE LABEL INQUIRY NUM 15 14 2975 |  |  |  |  | Open
421673 |  |  |  | Special Size 16-1/2 X 5, steel fabricated wheel good N 758.00 | SPECIAL SIZE 16 1 2 X 5 STEEL FABRICATED WHEEL GOOD | for 6000 cycles, Inquiry Num: 311-15-3222 |  | 758.00 |  | Open
421673 |  |  |  | Tap Drive side housing half with 3/8-16 threads, N 95.00 | TAP DRIVE SIDE HOUSING HALF WITH 3 8 16 THREADS | Inquiry Num: 311-25-3121 |  | 95.00 |  | Open
421673 |  |  |  | ISPM Wood Inspection Stamp L INC | ISPM WOOD INSPECTION STAMP |  |  | INC |  | Open
421673 |  |  |  | Product 4,531.00 | PRODUCT |  |  | 4,531.00 |  | Open
421673 |  |  |  | Reference OEM Drawing# 38-0-0572, last ordered on 421513 | REFERENCE OEM DRAWING# 38 0 0572 LAST ORDERED ON 421513 |  |  |  | Additional Features / Notes: | Open
421673 |  |  |  | Reference SN 358754 & SN 358864. | REFERENCE SN 358754 SN 358864 |  |  |  | Additional Features / Notes: | Open
421673 |  |  |  | PPAP A1506433 has been interim approved for CAT PN 570-7990 ENG 01 (expires OCT 2026). PPAP A1250962 only has interim | PPAP A1506433 HAS BEEN INTERIM APPROVED FOR CAT PN 570 7990 ENG 01 EXPIRES OCT 2026 PPAP A1250962 ONLY HAS INTERIM |  |  |  | Additional Features / Notes: | Open
421672 |  |  | UNITARY BASE | Base Fan N 1,016.00 | BASE FAN |  |  | 1,016.00 |  | Open
421672 |  |  | FLANGE, MOTOR | Motor (Model #00736EG3E213T-W22 Super C 801.87 24.00 85.00 911.00 | MOTOR MODEL #00736EG3E213T W22 SUPER | Premium Efficiency 7.5 HP 2P 213/5T 3Ph ; 208-230/460//380 V 60//50 Hz IC411 - TEFC - ; Footmounted Mods: Add C Flange, Rerated to read: ; 7.5HP ¦3-60-230/460V ¦ 3-50-190/380-415V ¦ 1.0 ; SF ¦ 4800 MASL at 40degC Ambient ; CAT PN 510-8146/CBC OEM PN 38-0-0536 & CAT ; PN 610-4120/CBC OEM PN 38-0-0598. ; Vendor: Weg ; 7.5 HP, 3600 RPM, Enclosure: TEFC Premium ; 213TC, Cast Iron, C-Face, With Feet, |  | 801.87 |  | Open
421672 |  |  |  | Mounting Charge L INC | MOUNTING CHARGE |  |  | INC |  | Open
421672 |  |  | SCREEN | Inlet Screen, (Inlet Dia 10") N 49.00 | INLET SCREEN INLET DIA 10 | Inlet, Special (Inlet, Special (Slip), Inquiry Num: N NaN |  | 49.00 |  | Open
421672 |  |  | TESTING | Mechanical Run Test, Standard N STD | MECHANICAL RUN TEST STANDARD |  |  | STD |  | Open
421672 |  |  |  | Outlet, Slip N STD | OUTLET SLIP |  |  | STD |  | Open
421672 |  |  |  | "DO NOT STACK" Sticker on all 4 sides of skid, L | DO NOT STACK STICKER ON ALL 4 SIDES OF SKID | Inquiry Num: 311-24-2051 |  |  |  | Open
421672 |  |  | TESTING | 3/8-16 hardware to mount housing to Drive cover N 39.00 | 3 8 16 HARDWARE TO MOUNT HOUSING TO DRIVE COVER | Plate. , Inquiry Num: 311-25-3121 ; D37/D38 Run Test, Grey, Sticker provided in N NaN ; separate bag separate of fan. Sticker to be cut to ; remove the Chicago Blower header, Inquiry Num: |  | 39.00 |  | Open
421672 |  |  |  | Fabricated Drive Side Plate with Slotted Holes for N 43.00 | FABRICATED DRIVE SIDE PLATE WITH SLOTTED HOLES FOR | Housing Mounting, Inquiry Num: 311-25-3121 |  | 43.00 |  | Open
421672 |  |  |  | For all CAT D/38 Fans: bolted fan to the skid with N 122.00 | FOR ALL CAT D 38 FANS BOLTED FAN TO THE SKID WITH | scrap wood for blocking under the fan housing, ; Inquiry Num: 311-22-1439 |  | 122.00 |  | Open
421672 |  |  |  | No metal banding allowed, Inquiry Num: 311-15- L | NO METAL BANDING ALLOWED INQUIRY NUM 311 15 |  |  |  |  | Open
421672 |  |  | MOTOR | Only apply CBC's warning label to the fan. (Except L | ONLY APPLY CBC S WARNING LABEL TO THE FAN EXCEPT | D/47 will have the vendor's motor nameplate ; applied as well.) All other stickers/labels and ; nameplate will be placed in a bag and shipped with ; fan., Inquiry Num: 15-14-2975 |  |  |  | Open
421672 |  |  |  | Shipping barcode label, Inquiry Num: 15-14-2975 L | SHIPPING BARCODE LABEL INQUIRY NUM 15 14 2975 |  |  |  |  | Open
421672 |  |  |  | Special Size 15-1/2 X 5, steel fabricated wheel good N 733.00 | SPECIAL SIZE 15 1 2 X 5 STEEL FABRICATED WHEEL GOOD | for 6000 cycles, Inquiry Num: 311-15-3222 |  | 733.00 |  | Open
421672 |  |  |  | Tap Drive side housing half with 3/8-16 threads, N 95.00 | TAP DRIVE SIDE HOUSING HALF WITH 3 8 16 THREADS | Inquiry Num: 311-25-3121 |  | 95.00 |  | Open
421672 |  |  |  | ISPM Wood Inspection Stamp L INC | ISPM WOOD INSPECTION STAMP |  |  | INC |  | Open
421672 |  |  |  | Product 4,658.00 | PRODUCT |  |  | 4,658.00 |  | Open
421672 |  |  |  | Reference CBC OEM # 38-0-0598, last ordered on SN 421582. This unit has the new Adjustable housing - See Varun Patel. | REFERENCE CBC OEM # 38 0 0598 LAST ORDERED ON SN 421582 THIS UNIT HAS THE NEW ADJUSTABLE HOUSING SEE VARUN PATEL |  |  |  | Additional Features / Notes: | Open
421672 |  |  |  | New PPAP is required on CAT PN 610-4120 ENG 03. PPAP A1493548 for CAT PN 610-4120 ENG 01 has Interim Approval good to JUN | NEW PPAP IS REQUIRED ON CAT PN 610 4120 ENG 03 PPAP A1493548 FOR CAT PN 610 4120 ENG 01 HAS INTERIM APPROVAL GOOD TO JUN |  |  |  | Additional Features / Notes: | Open
421672 |  |  |  | 1, 2026, shipments are okay under this PPAP. | 1 2026 SHIPMENTS ARE OKAY UNDER THIS PPAP |  |  |  | Additional Features / Notes: | Open
421672 |  |  |  | Prints: | PRINTS |  |  |  | Additional Features / Notes: | Open
421672 |  |  |  | "DO NOT STACK" is required. | DO NOT STACK IS REQUIRED |  |  |  | Additional Features / Notes: | Open
421672 |  |  | TESTING | Run Test - Required | RUN TEST REQUIRED |  |  |  | Additional Features / Notes: | Open
421672 |  |  |  | Additional Shipping Notes: Traffic note: Please send Advance Shipping Notice - www.catwebedi.com | ADDITIONAL SHIPPING NOTES TRAFFIC NOTE PLEASE SEND ADVANCE SHIPPING NOTICE WWW CATWEBEDI COM |  |  |  | Additional Features / Notes: | Open
421672 |  |  |  | Shipping via Caterpillar Shipping Instructions found on the Rate Management Portal at: https://transportation.cat.com/RM/index.html | SHIPPING VIA CATERPILLAR SHIPPING INSTRUCTIONS FOUND ON THE RATE MANAGEMENT PORTAL AT HTTPS TRANSPORTATION CAT COM RM INDEX HTML |  |  |  | Additional Features / Notes: | Open
421672 |  |  |  | DO NOT STACK STICKERS ARE TO BE LOCATED ON ALL 4 SIDES OF SKID | DO NOT STACK STICKERS ARE TO BE LOCATED ON ALL 4 SIDES OF SKID |  |  |  | Additional Features / Notes: | Open
421672 |  |  |  | 421672 610-4120 4502375126 | 421672 610 4120 4502375126 |  |  |  | Additional Features / Notes: | Open
421672 |  |  |  | ALL SKID LUMBER IS TO HAVE THE ISPM WOOD STAMP | ALL SKID LUMBER IS TO HAVE THE ISPM WOOD STAMP |  |  |  | Additional Features / Notes: | Open
421670 |  |  | UNITARY BASE | Base Fan N 1,092.00 | BASE FAN |  |  | 1,092.00 |  | Open
421670 |  |  | MOTOR, VFD | Motor C 778.65 14.00 82.00 876.00 | MOTOR | Vendor: Toshiba or equivalent ; 15 HP, 3600 RPM, Enclosure: TEFC Premium ; 254TC, Cast Iron, C-Face, With Feet, ; 3/60/230/460, F1, 1.15 SF ; Model #0152SDSR42A-P ; VFD Suitable ; CBC Mount |  | 778.65 |  | Open
421670 |  |  |  | Mounting Charge N INC | MOUNTING CHARGE |  |  | INC |  | Open
421670 |  |  |  | Inlet, Slip N STD | INLET SLIP |  |  | STD |  | Open
421670 |  |  | TESTING | Mechanical Run Test, Standard N STD | MECHANICAL RUN TEST STANDARD |  |  | STD |  | Open
421670 |  |  |  | Outlet, Slip N STD | OUTLET SLIP |  |  | STD |  | Open
421670 |  |  |  | Product 3,418.00 | PRODUCT |  |  | 3,418.00 |  | Open
421670 |  |  |  | Credit Card Fee 115.00 | CREDIT CARD FEE |  |  | 115.00 |  | Open
421670 |  |  |  | 421670 26060201 Enterprise Recycling Credit Card | 421670 26060201 ENTERPRISE RECYCLING CREDIT CARD |  |  |  | Additional Features / Notes: | Open
421670 |  |  | TESTING | Run Test - Required | RUN TEST REQUIRED |  |  |  | Additional Features / Notes: | Open
421667 |  | CO#1 | UNITARY BASE | Base Fan L 26,505.00 | BASE FAN |  |  | 26,505.00 |  | Open
421667 |  | CO#1 | BEARINGS, INSULATION, MOTOR, VFD | Motor (Louis Allis C 4,215.00 169.00 701.00 5,085.00 210.00 | MOTOR LOUIS ALLIS | 50HP, 1500RPM, 326TC Frame, 3PH, 50HZ, ; 380VAC, TEAO Encl, ; Class F Insulation, Class B Rise, 1.0SF, 25C ; Ambient, Cont Duty, ; Double Vacuum Pressure Impregnation (VPI), 3 ; Year Warranty, ; Inverter Duty 10:1 CT, 20:1 VT, NSK/SKF Premium ; Ball Bearings, ; Class 1 Groups A,B,C,D, Division 2, T3B ; Temperature Code, |  | 4,215.00 |  | Open
421667 |  | CO#1 |  | Mounting Charge C | MOUNTING CHARGE |  |  |  |  | Open
421667 |  | CO#1 | 3D STEP DRAWINGS | Include 3D STEP Drawings L NC | INCLUDE 3D STEP DRAWINGS |  |  | NC |  | Open
421667 |  | CO#1 | SCREEN | Inlet Wire Screen Guard, Mounted to Fan L 1,647.00 | INLET WIRE SCREEN GUARD MOUNTED TO FAN |  |  | 1,647.00 |  | Open
421667 |  | CO#1 | TESTING | Mechanical Run Test, Standard L STD | MECHANICAL RUN TEST STANDARD |  |  | STD |  | Open
421667 |  | CO#1 | MOTOR | Motor Conduit Box Location L STD | MOTOR CONDUIT BOX LOCATION | Viewed from Outlet: @12:00 |  | STD |  | Open
421667 |  | CO#1 |  | Warranty, Exclusive 3 Year L INC | WARRANTY EXCLUSIVE 3 YEAR |  |  | INC |  | Open
421667 |  | CO#1 |  | "DO NOT STACK" Sticker on all 4 sides of skid, L | DO NOT STACK STICKER ON ALL 4 SIDES OF SKID | Inquiry Num: 311-24-2051 |  |  |  | Open
421667 |  | CO#1 | FLANGE | 7/8" diameter bolt holes on Outlet Flange, Inquiry L 246.00 | 7 8 DIAMETER BOLT HOLES ON OUTLET FLANGE INQUIRY | Num: 311-20-1808 |  | 246.00 |  | Open
421667 |  | CO#1 |  | Double Blade Pitch Set Screws, Inquiry Num: 15-8- L 125.00 | DOUBLE BLADE PITCH SET SCREWS INQUIRY NUM 15 8 |  |  | 125.00 |  | Open
421667 |  | CO#1 |  | Fan nameplate without Chicago Blower name L | FAN NAMEPLATE WITHOUT CHICAGO BLOWER NAME | (information printed on reverse side of standard ; nameplate), Inquiry Num: 15-14-2975 |  |  |  | Open
421667 |  | CO#1 |  | mount conduit box as close to the housing as L | MOUNT CONDUIT BOX AS CLOSE TO THE HOUSING AS | possible., Inquiry Num: 311-24-1312 |  |  |  | Open
421667 |  | CO#1 |  | No metal banding allowed, Inquiry Num: 311-15- L | NO METAL BANDING ALLOWED INQUIRY NUM 311 15 |  |  |  |  | Open
421667 |  | CO#1 | MOTOR | Only apply CBC's warning label to the fan. (Except L | ONLY APPLY CBC S WARNING LABEL TO THE FAN EXCEPT | D/47 will have the vendor's motor nameplate ; applied as well.) All other stickers/labels and ; nameplate will be placed in a bag and shipped with ; fan., Inquiry Num: 15-14-2975 |  |  |  | Open
421667 |  | CO#1 |  | Shipping barcode label, Inquiry Num: 15-14-2975 L | SHIPPING BARCODE LABEL INQUIRY NUM 15 14 2975 |  |  |  |  | Open
421667 |  | CO#1 |  | ISPM Wood Inspection Stamp L INC | ISPM WOOD INSPECTION STAMP |  |  | INC |  | Open
421667 |  | CO#1 |  | Reference OEM Drawing # 47-0-0158 for CAT PN 605-1220. Reference CBC SN 414656 for new conduit box requirement to be close to | REFERENCE OEM DRAWING # 47 0 0158 FOR CAT PN 605 1220 REFERENCE CBC SN 414656 FOR NEW CONDUIT BOX REQUIREMENT TO BE CLOSE TO |  |  |  | Additional Features / Notes: | Open
421667 |  | CO#1 |  | housing and 7/8" diameter holes on outlet only. | HOUSING AND 7 8 DIAMETER HOLES ON OUTLET ONLY |  |  |  | Additional Features / Notes: | Open
421667 |  | CO#1 |  | LAST SOLD ON CBC SN 420273 | LAST SOLD ON CBC SN 420273 |  |  |  | Additional Features / Notes: | Open
421667 |  | CO#1 |  | PPAP A1506886 for PN 620-1220 ENG 03 has Interim Approval to AUG 28, 2026. New PPAP A1334930 for PN 605-1220 ENG 02 was | PPAP A1506886 FOR PN 620 1220 ENG 03 HAS INTERIM APPROVAL TO AUG 28 2026 NEW PPAP A1334930 FOR PN 605 1220 ENG 02 WAS |  |  |  | Additional Features / Notes: | Open
421667 |  | CO#1 |  | submitted approved but now archived for reference. PPAP A1211941 that was fully approved for PN 605-1220 ENG 01 has been | SUBMITTED APPROVED BUT NOW ARCHIVED FOR REFERENCE PPAP A1211941 THAT WAS FULLY APPROVED FOR PN 605 1220 ENG 01 HAS BEEN |  |  |  | Additional Features / Notes: | Open
421667 |  | CO#1 |  | archive. | ARCHIVE |  |  |  | Additional Features / Notes: | Open
421667 |  | CO#1 |  | Prints: | PRINTS |  |  |  | Additional Features / Notes: | Open
421667 |  | CO#1 |  | 421667 605-1220 4502375125 | 421667 605 1220 4502375125 |  |  |  | Additional Features / Notes: | Open
421667 |  | CO#1 |  | "DO NOT STACK" is required. | DO NOT STACK IS REQUIRED |  |  |  | Additional Features / Notes: | Open
421667 |  | CO#1 | TESTING | Run Test - Required | RUN TEST REQUIRED |  |  |  | Additional Features / Notes: | Open
421667 |  | CO#1 |  | Order is shipping overseas; verify order is complete. For parts orders verify counts and sign off on inspection/crate report. | ORDER IS SHIPPING OVERSEAS VERIFY ORDER IS COMPLETE FOR PARTS ORDERS VERIFY COUNTS AND SIGN OFF ON INSPECTION CRATE REPORT |  |  |  | Additional Features / Notes: | Open
421667 |  | CO#1 |  | Additional Shipping Notes: Shipping via Caterpillar Shipping Instructions found on the Rate Management Portal at: | ADDITIONAL SHIPPING NOTES SHIPPING VIA CATERPILLAR SHIPPING INSTRUCTIONS FOUND ON THE RATE MANAGEMENT PORTAL AT |  |  |  | Additional Features / Notes: | Open
421667 |  | CO#1 |  | https://transportation.cat.com/RM/Index.html | HTTPS TRANSPORTATION CAT COM RM INDEX HTML |  |  |  | Additional Features / Notes: | Open
421667 |  | CO#1 |  | Traffic note: Please send Advance Shipping Notice - www.catwebedi.com | TRAFFIC NOTE PLEASE SEND ADVANCE SHIPPING NOTICE WWW CATWEBEDI COM |  |  |  | Additional Features / Notes: | Open
421667 |  | CO#1 |  | PLACE DO NOT STACK STICKERS ON ALL SIDES OF SKID | PLACE DO NOT STACK STICKERS ON ALL SIDES OF SKID |  |  |  | Additional Features / Notes: | Open
421667 |  | CO#1 |  | ALL LUMBER ON SKID MUST HAVE A VISIBLE ISPM STAMP | ALL LUMBER ON SKID MUST HAVE A VISIBLE ISPM STAMP |  |  |  | Additional Features / Notes: | Open
421666 |  |  | UNITARY BASE | Base Fan L 2,949.00 | BASE FAN |  |  | 2,949.00 |  | Open
421666 |  |  | MOTOR, VFD | Motor C 469.54 17.00 81.00 568.00 24.00 | MOTOR | Vendor: Baldor or equivalent ; 5 HP, 1200 RPM, Enclosure: TEFC Premium ; 215T, Cast Iron, Foot Mounted, 3/60/230/460, ; F1, 1.15 SF ; Model #EM3768T ; VFD Suitable ; CBC Mount |  | 469.54 |  | Open
421666 |  |  |  | Mounting Charge L INC | MOUNTING CHARGE |  |  | INC |  | Open
421666 |  |  | TESTING | Mechanical Run Test, Standard L STD | MECHANICAL RUN TEST STANDARD |  |  | STD |  | Open
421666 |  |  |  | Warranty, Exclusive 3 Year L INC | WARRANTY EXCLUSIVE 3 YEAR |  |  | INC |  | Open
421666 |  |  | TESTING | Run Test - Required | RUN TEST REQUIRED |  |  |  | Additional Features / Notes: | Open
421666 |  |  |  | 421666 Gardenscape 11180 | 421666 GARDENSCAPE 11180 |  |  |  | Additional Features / Notes: | Open
421659 |  |  | UNITARY BASE | Base Fan L 11,507.00 | BASE FAN |  |  | 11,507.00 |  | Open
421659 |  |  | MOTOR, VFD | Motor C 3,902.40 624.00 4,526.00 187.00 | MOTOR | Vendor: TECHTOP or equivalent ; 100 HP, 3600 RPM, Enclosure: TEFC Premium ; 405TS, Cast Iron, Foot Mounted, 3/60/230/460, ; F1, 1.15 SF ; Model #GR3-CI-TF-405TS-2-BR-D-100 ; VFD Suitable ; CBC Mount |  | 3,902.40 |  | Open
421659 |  |  |  | Mounting Charge L INC | MOUNTING CHARGE |  |  | INC |  | Open
421659 |  |  | ACCESS DOOR | Access Door, Quick Clamp L 386.00 | ACCESS DOOR QUICK CLAMP | Door Location: @9:00 |  | 386.00 |  | Open
421659 |  |  | DRAIN | Housing Drain with Plug L 126.00 | HOUSING DRAIN WITH PLUG |  |  | 126.00 |  | Open
421659 |  |  | 3D STEP DRAWINGS | Include 3D STEP Drawings L NC | INCLUDE 3D STEP DRAWINGS |  |  | NC |  | Open
421659 |  |  | FLANGE, INLET VANES | Inlet, Flanged, Punched (without IVC) L 631.00 | INLET FLANGED PUNCHED WITHOUT IVC |  |  | 631.00 |  | Open
421659 |  |  |  | Lifting Lugs L 664.00 | LIFTING LUGS |  |  | 664.00 |  | Open
421659 |  |  | TESTING | Mechanical Run Test, Standard L STD | MECHANICAL RUN TEST STANDARD |  |  | STD |  | Open
421659 |  |  | FLANGE | Outlet, Flanged, Punched L STD | OUTLET FLANGED PUNCHED |  |  | STD |  | Open
421659 |  |  | SHAFT SEAL | Shaft Seal (Not Gas Tight) L INC | SHAFT SEAL NOT GAS TIGHT |  |  | INC |  | Open
421659 |  |  | SPARK RESISTANT | Spark Resistant Construction, AMCA Type C L 2,682.00 | SPARK RESISTANT CONSTRUCTION AMCA TYPE |  |  | 2,682.00 |  | Open
421659 |  |  | STAINLESS STEEL | Stainless steel nameplate L 88.00 | STAINLESS STEEL NAMEPLATE |  |  | 88.00 |  | Open
421659 |  |  |  | Warranty, Exclusive 3 Year L INC | WARRANTY EXCLUSIVE 3 YEAR |  |  | INC |  | Open
421659 |  |  | VIBRATION ISOLATION | Isolator, Rubber 1/2" Deflection (364 - 405 Frame) C 314.00 157.00 471.00 47.00 | ISOLATOR RUBBER 1 2 DEFLECTION 364 405 FRAME | Furnished By: CBC ; Ship Direct (Freight Included) |  | 314.00 |  | Open
421659 |  |  | VIBRATION ISOLATION | NEED CUT SHEET FOR THE 1/2" RUBBER ISOLATORS AND THE POSITION LOCATED ON FAN ASAP | NEED CUT SHEET FOR THE 1 2 RUBBER ISOLATORS AND THE POSITION LOCATED ON FAN ASAP |  |  |  | Additional Features / Notes: | Open
421659 |  |  | TESTING | Run Test - Required | RUN TEST REQUIRED |  |  |  | Additional Features / Notes: | Open
421657 |  |  | MOTOR, UNITARY BASE | Base Fan L 3,551.00 | BASE FAN | Motor (Customer Provided) N NA ; 10 HP, 3600 RPM ; Mounted by Others |  | 3,551.00 |  | Open
421657 |  |  |  | Mounted by Others L | MOUNTED BY OTHERS |  |  |  |  | Open
421657 |  |  | 3D STEP DRAWINGS | Include 3D STEP Drawings L NC | INCLUDE 3D STEP DRAWINGS |  |  | NC |  | Open
421657 |  |  |  | Inlet Cone, Aluminum (AMCA C) L INC | INLET CONE ALUMINUM AMCA C |  |  | INC |  | Open
421657 |  |  | SCREEN | Inlet Screen, Standard L 195.00 | INLET SCREEN STANDARD |  |  | 195.00 |  | Open
421657 |  |  |  | Inlet, Open L STD | INLET OPEN |  |  | STD |  | Open
421657 |  |  | FLANGE | Outlet, Flanged, Punched L STD | OUTLET FLANGED PUNCHED |  |  | STD |  | Open
421657 |  |  | SHAFT SEAL | Shaft Seal (Not Gas Tight) L INC | SHAFT SEAL NOT GAS TIGHT |  |  | INC |  | Open
421657 |  |  | SPARK RESISTANT | Spark Resistant Construction, AMCA Type C L 468.00 | SPARK RESISTANT CONSTRUCTION AMCA TYPE |  |  | 468.00 |  | Open
421657 |  |  |  | Warranty, Exclusive 3 Year L INC | WARRANTY EXCLUSIVE 3 YEAR |  |  | INC |  | Open
421657 |  |  |  | Product 2,212.00 | PRODUCT |  |  | 2,212.00 |  | Open
421657 |  |  |  | 421657 261440 202239 | 421657 261440 202239 |  |  |  | Additional Features / Notes: | Open
421657 |  |  | BALANCE | All Chicago Blower wheels are precision balanced; however when a precision balanced wheel is installed in a fan, the wheel may have | ALL CHICAGO BLOWER WHEELS ARE PRECISION BALANCED HOWEVER WHEN A PRECISION BALANCED WHEEL IS INSTALLED IN A FAN THE WHEEL MAY HAVE |  |  |  | Additional Features / Notes: | Open
421657 |  |  | BALANCE, MOTOR | to be phase balanced to compensate for any imbalance or eccentricity in other components in the drive train. If the motor and drives | TO BE PHASE BALANCED TO COMPENSATE FOR ANY IMBALANCE OR ECCENTRICITY IN OTHER COMPONENTS IN THE DRIVE TRAIN IF THE MOTOR AND DRIVES |  |  |  | Additional Features / Notes: | Open
421657 |  |  | BALANCE | are not mounted by Chicago Blower, we cannot check the assembled rotating system for vibration, and phase balance by others may | ARE NOT MOUNTED BY CHICAGO BLOWER WE CANNOT CHECK THE ASSEMBLED ROTATING SYSTEM FOR VIBRATION AND PHASE BALANCE BY OTHERS MAY |  |  |  | Additional Features / Notes: | Open
421657 |  |  |  | be necessary. For more information on this process, contact Chicago Blower. | BE NECESSARY FOR MORE INFORMATION ON THIS PROCESS CONTACT CHICAGO BLOWER |  |  |  | Additional Features / Notes: | Open
421655 |  |  |  | INLET CONE 72%, D62 SW, SIZE 222 (Customer N 110.00 10.00 | INLET CONE 72% D62 SW SIZE 222 CUSTOMER | Part #: 90538, CBC Part #: 62-0-0072) |  | 110.00 |  | Open
421655 |  |  |  | Effective Diameter: 0 | EFFECTIVE DIAMETER 0 |  |  |  | Additional Features / Notes: | Open
421655 |  |  |  | Additional Shipping Notes: For Small Parcel User | ADDITIONAL SHIPPING NOTES FOR SMALL PARCEL USER |  |  |  | Additional Features / Notes: | Open
421655 |  |  |  | FedEx 064013815 | FEDEX 064013815 |  |  |  | Additional Features / Notes: | Open
421655 |  |  |  | Last Choice UPS 691173 | LAST CHOICE UPS 691173 |  |  |  | Additional Features / Notes: | Open
421655 |  |  |  | 421655 090538 P000197710 | 421655 090538 P000197710 |  |  |  | Additional Features / Notes: | Open
421654 |  |  |  | D62 SW WHEEL, SIZE 182, CW, 100%, 1.375 N 405.00 47.00 | D62 SW WHEEL SIZE 182 CW 100% 1.375 | (Customer Part #: 90526, CBC Part #: 62-0-0057) |  | 405.00 |  | Open
421654 |  |  |  | Effective Diameter: 0 | EFFECTIVE DIAMETER 0 |  |  |  | Additional Features / Notes: | Open
421654 |  |  |  | Additional Shipping Notes: Small Parcel Use | ADDITIONAL SHIPPING NOTES SMALL PARCEL USE |  |  |  | Additional Features / Notes: | Open
421654 |  |  |  | UPS 691173 | UPS 691173 |  |  |  | Additional Features / Notes: | Open
421654 |  |  |  | Last Choice FedEx 064013815 | LAST CHOICE FEDEX 064013815 |  |  |  | Additional Features / Notes: | Open
421654 |  |  |  | 421654 090526 P000197710 | 421654 090526 P000197710 |  |  |  | Additional Features / Notes: | Open
421653 |  |  |  | D/62,AIRFOIL FAN KIT (Customer Part #: 90524, N 79.00 8.00 | D 62 AIRFOIL FAN KIT CUSTOMER PART # 90524 | CBC Part #: 62-0-0064) |  | 79.00 |  | Open
421653 |  |  |  | Effective Diameter: 0 | EFFECTIVE DIAMETER 0 |  |  |  | Additional Features / Notes: | Open
421653 |  |  |  | Additional Shipping Notes: Small Parcel Use | ADDITIONAL SHIPPING NOTES SMALL PARCEL USE |  |  |  | Additional Features / Notes: | Open
421653 |  |  |  | UPS 691173 | UPS 691173 |  |  |  | Additional Features / Notes: | Open
421653 |  |  |  | Last Choice FedEx 064013815 | LAST CHOICE FEDEX 064013815 |  |  |  | Additional Features / Notes: | Open
421653 |  |  |  | 421653 090524 P000197710 | 421653 090524 P000197710 |  |  |  | Additional Features / Notes: | Open
421652 |  |  |  | INLET CONE 72%, D62 SW, SIZE 200 (Customer N 102.00 10.00 | INLET CONE 72% D62 SW SIZE 200 CUSTOMER | Part #: 90515, CBC Part #: 62-0-0062) |  | 102.00 |  | Open
421652 |  |  |  | Effective Diameter: 0 | EFFECTIVE DIAMETER 0 |  |  |  | Additional Features / Notes: | Open
421652 |  |  |  | Additional Shipping Notes: For Small Parcel User | ADDITIONAL SHIPPING NOTES FOR SMALL PARCEL USER |  |  |  | Additional Features / Notes: | Open
421652 |  |  |  | FedEx 064013815 | FEDEX 064013815 |  |  |  | Additional Features / Notes: | Open
421652 |  |  |  | Last Choice UPS 691173 | LAST CHOICE UPS 691173 |  |  |  | Additional Features / Notes: | Open
421652 |  |  |  | 421652 090515 P000197710 | 421652 090515 P000197710 |  |  |  | Additional Features / Notes: | Open
421651 |  |  |  | WHEEL, D62 SW, SIZE 200, CW, 100%, 1.625 N 449.00 45.00 | WHEEL D62 SW SIZE 200 CW 100% 1.625 | (Customer Part #: 90514, CBC Part #: 62-0-0061) |  | 449.00 |  | Open
421651 |  |  |  | Effective Diameter: 0 | EFFECTIVE DIAMETER 0 |  |  |  | Additional Features / Notes: | Open
421651 |  |  |  | Additional Shipping Notes: Small Parcel Use | ADDITIONAL SHIPPING NOTES SMALL PARCEL USE |  |  |  | Additional Features / Notes: | Open
421651 |  |  |  | FedEx 064013815 | FEDEX 064013815 |  |  |  | Additional Features / Notes: | Open
421651 |  |  |  | Last Choice UPS 691173 | LAST CHOICE UPS 691173 |  |  |  | Additional Features / Notes: | Open
421651 |  |  |  | 421651 090514 P000197710 | 421651 090514 P000197710 |  |  |  | Additional Features / Notes: | Open
421650 |  |  | UNITARY BASE | Base Fan L 20,528.00 | BASE FAN |  |  | 20,528.00 |  | Open
421650 |  |  | MOTOR, VFD | Motor C 605.56 22.00 105.00 733.00 31.00 | MOTOR | Vendor: Baldor or equivalent ; 15 HP, 1800 RPM, Enclosure: TEFC Premium ; 254T, Cast Iron, Foot Mounted, 3/60/230/460, ; F1, 1.15 SF ; Model #EM2333T ; VFD Suitable ; CBC Mount |  | 605.56 |  | Open
421650 |  |  |  | Mounting Charge L 844.00 | MOUNTING CHARGE |  |  | 844.00 |  | Open
421650 |  |  | V-BELT DRIVE | Drive N 546.00 55.00 | DRIVE | Constant Speed, SF: 1.3 ; CBC Mount |  | 546.00 |  | Open
421650 |  |  | ACCESS DOOR | Access Door, Quick Clamp L 623.00 | ACCESS DOOR QUICK CLAMP | Door Location: @9:00 |  | 623.00 |  | Open
421650 |  |  | BEARINGS | Bearings, Split Pillow Block L 2,387.00 | BEARINGS SPLIT PILLOW BLOCK |  |  | 2,387.00 |  | Open
421650 |  |  | BELT GUARD, COATING | Belt Guard, Painted Safety Yellow L 2,477.00 | BELT GUARD PAINTED SAFETY YELLOW | CBC Mount ; Tach Hole in Guard: None |  | 2,477.00 |  | Open
421650 |  |  | EXTENDED LUBE | Extended Grease Fittings L 280.00 | EXTENDED GREASE FITTINGS |  |  | 280.00 |  | Open
421650 |  |  | DRAIN | Housing Drain with Plug L 126.00 | HOUSING DRAIN WITH PLUG |  |  | 126.00 |  | Open
421650 |  |  | SCREEN | Inlet Screen, Standard L 802.00 | INLET SCREEN STANDARD |  |  | 802.00 |  | Open
421650 |  |  |  | Inlet, Open L STD | INLET OPEN |  |  | STD |  | Open
421650 |  |  | TESTING | Mechanical Run Test, Standard L STD | MECHANICAL RUN TEST STANDARD |  |  | STD |  | Open
421650 |  |  |  | Outlet, Slip L STD | OUTLET SLIP | extended to 5 years from the date of shipment ; (start-up service required)., Inquiry Num: 363-26- ; 421650 Quackenbush Replacement Fan 175290 |  | STD |  | Open
421650 |  |  | SPARE PARTS, V-BELT DRIVE | Spare V-Belt Drive, Inquiry Num: 363-26-1562 N 273.00 27.00 | SPARE V BELT DRIVE INQUIRY NUM 363 26 1562 |  |  | 273.00 |  | Open
421650 |  |  | VIBRATION ISOLATION | Isolator, Spring 1" Deflection (0 - 326 Frame) C 470.00 75.00 545.00 23.00 | ISOLATOR SPRING 1 DEFLECTION 0 326 FRAME | Furnished By: CBC |  | 470.00 |  | Open
421650 |  |  |  | Ship Loose (Freight Included) L 108.00 | SHIP LOOSE FREIGHT INCLUDED |  |  | 108.00 |  | Open
421650 |  |  |  | ISPM Wood Inspection Stamp L INC | ISPM WOOD INSPECTION STAMP |  |  | INC |  | Open
421650 |  |  |  | Remove Sales Tax, Tax Exempt Certificate Attached | REMOVE SALES TAX TAX EXEMPT CERTIFICATE ATTACHED |  |  |  | Additional Features / Notes: | Open
421650 |  |  | TESTING | Run Test - Required | RUN TEST REQUIRED |  |  |  | Additional Features / Notes: | Open
421648 |  |  | UNITARY BASE | Base Fan L 8,676.00 | BASE FAN |  |  | 8,676.00 |  | Open
421648 |  |  | BEARINGS, INSULATION, MOTOR, VFD | Motor (Model # 01536ET3E254T-W22G NEMA C 1,407.59 42.00 240.00 1,690.00 72.00 | MOTOR MODEL # 01536ET3E254T W22G NEMA | Premium Efficiency 15 HP 2P 254/6T 3Ph ; 230/460 V 60 Hz IC411 - TEFC - Foot-mounted ; Motor with Mods: Add insulated bearing, Replate to ; read 15 hp, 3600 rpm ; 3/60/230V/460V (USA) for use on a VFD. ; *Motor comes standard with internal AEGIS ring) ; Vendor: Weg ; 15 HP, 3600 RPM, Enclosure: TEFC Premium ; 254T, Cast Iron, Foot Mounted, 3/60/230/460, ; F1, 1.15 SF |  | 1,407.59 |  | Open
421648 |  |  |  | Mounting Charge L INC | MOUNTING CHARGE |  |  | INC |  | Open
421648 |  |  | ACCESS DOOR | Access Door, Bolted L 526.00 | ACCESS DOOR BOLTED | Door Location: @3:00 |  | 526.00 |  | Open
421648 |  |  | EXTENDED LUBE | Extended Grease Fittings L 271.00 | EXTENDED GREASE FITTINGS |  |  | 271.00 |  | Open
421648 |  |  | DRAIN | Housing Drain with Plug L 126.00 | HOUSING DRAIN WITH PLUG |  |  | 126.00 |  | Open
421648 |  |  | 3D STEP DRAWINGS | Include 3D STEP Drawings L NC | INCLUDE 3D STEP DRAWINGS |  |  | NC |  | Open
421648 |  |  |  | Inlet Box, Assembly L 661.00 | INLET BOX ASSEMBLY |  |  | 661.00 |  | Open
421648 |  |  |  | Inlet Box, Bolt-on L 3,556.00 | INLET BOX BOLT ON | Bolt-On Inlet Box Position: @ 0° |  | 3,556.00 |  | Open
421648 |  |  | DRAIN | Inlet Box, Drain Plug 1 1/2" Diameter L 124.00 | INLET BOX DRAIN PLUG 1 1 2 DIAMETER |  |  | 124.00 |  | Open
421648 |  |  | FLANGE | Inlet, Flanged, Punched L 455.00 | INLET FLANGED PUNCHED | 421648 26-0317-01JPD MEXICO, MO 1317 ; COLLECTOR FAN |  | 455.00 |  | Open
421648 |  |  |  | Lifting Lugs L INC | LIFTING LUGS |  |  | INC |  | Open
421648 |  |  | TESTING | Mechanical Run Test, Standard L STD | MECHANICAL RUN TEST STANDARD |  |  | STD |  | Open
421648 |  |  | FLANGE | Outlet, Flanged, Punched L 416.00 | OUTLET FLANGED PUNCHED |  |  | 416.00 |  | Open
421648 |  |  |  | Percent Width (55%) L INC | PERCENT WIDTH 55% |  |  | INC |  | Open
421648 |  |  | SHAFT SEAL | Shaft Seal (Not Gas Tight) L 762.00 | SHAFT SEAL NOT GAS TIGHT |  |  | 762.00 |  | Open
421648 |  |  |  | Warranty, Exclusive 3 Year L INC | WARRANTY EXCLUSIVE 3 YEAR |  |  | INC |  | Open
421648 |  |  | ACCESS DOOR | Inlet Box Access Door, Bolted, Inquiry Num: 311- L 194.00 | INLET BOX ACCESS DOOR BOLTED INQUIRY NUM 311 |  |  | 194.00 |  | Open
421648 |  |  |  | ISPM Wood Inspection Stamp L INC | ISPM WOOD INSPECTION STAMP |  |  | INC |  | Open
421648 |  |  | TESTING | Run Test - Required | RUN TEST REQUIRED |  |  |  | Additional Features / Notes: | Open
421647 |  |  | UNITARY BASE | Base Fan L 9,928.00 | BASE FAN |  |  | 9,928.00 |  | Open
421647 |  |  | BEARINGS, INSULATION, MOTOR, VFD | Motor (Model# 04036ET3E324TS-W22G NEMA C 2,901.63 87.00 494.00 3,483.00 148.00 | MOTOR MODEL# 04036ET3E324TS W22G NEMA | Premium Efficiency 40 HP 2P 324/6TS ; 3Ph 230/460 V 60 Hz IC411 - TEFC - Foot-mounted ; Motor with Mods: Add insulated bearing, Replate to ; read ; 40 hp, 3600 rpm, 3/60/230V/460V (USA) ; TEFC for VFD use ; *Motor comes standard with internal AEGIS ring) ; Vendor: Weg ; 40 HP, 3600 RPM, Enclosure: TEFC Premium ; 324TS, Cast Iron, Foot Mounted, 3/60/230/460, |  | 2,901.63 |  | Open
421647 |  |  |  | Mounting Charge L INC | MOUNTING CHARGE |  |  | INC |  | Open
421647 |  |  | ACCESS DOOR | Access Door, Bolted L 666.00 | ACCESS DOOR BOLTED | Door Location: @3:00 |  | 666.00 |  | Open
421647 |  |  | EXTENDED LUBE | Extended Grease Fittings L 271.00 | EXTENDED GREASE FITTINGS |  |  | 271.00 |  | Open
421647 |  |  | DRAIN | Housing Drain with Plug L 126.00 | HOUSING DRAIN WITH PLUG |  |  | 126.00 |  | Open
421647 |  |  | 3D STEP DRAWINGS | Include 3D STEP Drawings L NC | INCLUDE 3D STEP DRAWINGS |  |  | NC |  | Open
421647 |  |  |  | Inlet Box, Assembly L 661.00 | INLET BOX ASSEMBLY |  |  | 661.00 |  | Open
421647 |  |  |  | Inlet Box, Bolt-on L 4,011.00 | INLET BOX BOLT ON | Bolt-On Inlet Box Position: @ 0° |  | 4,011.00 |  | Open
421647 |  |  | DRAIN | Inlet Box, Drain Plug 1 1/2" Diameter L 124.00 | INLET BOX DRAIN PLUG 1 1 2 DIAMETER |  |  | 124.00 |  | Open
421647 |  |  | FLANGE | Inlet, Flanged, Punched L 615.00 | INLET FLANGED PUNCHED | 421647 26-0317-01JPD MEXICO, MO 1317 ; COLLECTOR FANS |  | 615.00 |  | Open
421647 |  |  |  | Lifting Lugs L INC | LIFTING LUGS |  |  | INC |  | Open
421647 |  |  | TESTING | Mechanical Run Test, Standard L STD | MECHANICAL RUN TEST STANDARD |  |  | STD |  | Open
421647 |  |  | FLANGE | Outlet, Flanged, Punched L 529.00 | OUTLET FLANGED PUNCHED |  |  | 529.00 |  | Open
421647 |  |  |  | Percent Width (74.4%) L INC | PERCENT WIDTH 74.4% |  |  | INC |  | Open
421647 |  |  | SHAFT SEAL | Shaft Seal (Not Gas Tight) L 770.00 | SHAFT SEAL NOT GAS TIGHT |  |  | 770.00 |  | Open
421647 |  |  |  | Warranty, Exclusive 3 Year L INC | WARRANTY EXCLUSIVE 3 YEAR |  |  | INC |  | Open
421647 |  |  | ACCESS DOOR | Inlet Box Access Door, Bolted, Inquiry Num: 311- L 194.00 | INLET BOX ACCESS DOOR BOLTED INQUIRY NUM 311 |  |  | 194.00 |  | Open
421647 |  |  |  | ISPM Wood Inspection Stamp L INC | ISPM WOOD INSPECTION STAMP |  |  | INC |  | Open
421647 |  |  | TESTING | Run Test - Required | RUN TEST REQUIRED |  |  |  | Additional Features / Notes: | Open
421646 |  | CO#1 | MOTOR, UNITARY BASE | Base Fan N 609.00 | BASE FAN | Motor (Customer Provided) N NA ; 3600 RPM ; 56C, C-Face, With Feet ; Mounted by Others |  | 609.00 |  | Open
421646 |  | CO#1 |  | Mounted by Others L | MOUNTED BY OTHERS | Inlet, Special (Slip, Inlet, Inquiry Num: 375-25- N -86.00 |  |  |  | Open
421646 |  | CO#1 |  | Outlet, Slip N STD | OUTLET SLIP |  |  | STD |  | Open
421646 |  | CO#1 |  | Product 810.00 | PRODUCT |  |  | 810.00 |  | Open
421646 |  | CO#1 |  | 421646 H04052626 11824 | 421646 H04052626 11824 |  |  |  | Additional Features / Notes: | Open
421646 |  | CO#1 | BALANCE | All Chicago Blower wheels are precision balanced; however when a precision balanced wheel is installed in a fan, the wheel may have | ALL CHICAGO BLOWER WHEELS ARE PRECISION BALANCED HOWEVER WHEN A PRECISION BALANCED WHEEL IS INSTALLED IN A FAN THE WHEEL MAY HAVE |  |  |  | Additional Features / Notes: | Open
421646 |  | CO#1 | BALANCE, MOTOR | to be phase balanced to compensate for any imbalance or eccentricity in other components in the drive train. If the motor and drives | TO BE PHASE BALANCED TO COMPENSATE FOR ANY IMBALANCE OR ECCENTRICITY IN OTHER COMPONENTS IN THE DRIVE TRAIN IF THE MOTOR AND DRIVES |  |  |  | Additional Features / Notes: | Open
421646 |  | CO#1 | BALANCE | are not mounted by Chicago Blower, we cannot check the assembled rotating system for vibration, and phase balance by others may | ARE NOT MOUNTED BY CHICAGO BLOWER WE CANNOT CHECK THE ASSEMBLED ROTATING SYSTEM FOR VIBRATION AND PHASE BALANCE BY OTHERS MAY |  |  |  | Additional Features / Notes: | Open
421646 |  | CO#1 |  | be necessary. For more information on this process, contact Chicago Blower. | BE NECESSARY FOR MORE INFORMATION ON THIS PROCESS CONTACT CHICAGO BLOWER |  |  |  | Additional Features / Notes: | Open
421646 |  | CO#1 |  | SHIP WITH FANS REFERENCED BY CUSTOMER PO(s) 11824 | SHIP WITH FANS REFERENCED BY CUSTOMER PO S 11824 |  |  |  | Additional Features / Notes: | Open
421645 |  |  | MOTOR, UNITARY BASE | Base Fan N 562.00 | BASE FAN | Motor (Customer Provided) N NA ; 2 HP, 3500 RPM ; 56C, C-Face, With Feet ; Mounted by Others |  | 562.00 |  | Open
421645 |  |  |  | Mounted by Others L | MOUNTED BY OTHERS | Inlet, Special (Slip, Inlet, Inquiry Num: 375-25- N -64.00 |  |  |  | Open
421645 |  |  |  | Outlet, Slip N STD | OUTLET SLIP |  |  | STD |  | Open
421645 |  |  |  | Product 793.00 | PRODUCT |  |  | 793.00 |  | Open
421645 |  |  |  | 421645 H05052626 11824 | 421645 H05052626 11824 |  |  |  | Additional Features / Notes: | Open
421645 |  |  | BALANCE | All Chicago Blower wheels are precision balanced; however when a precision balanced wheel is installed in a fan, the wheel may have | ALL CHICAGO BLOWER WHEELS ARE PRECISION BALANCED HOWEVER WHEN A PRECISION BALANCED WHEEL IS INSTALLED IN A FAN THE WHEEL MAY HAVE |  |  |  | Additional Features / Notes: | Open
421645 |  |  | BALANCE, MOTOR | to be phase balanced to compensate for any imbalance or eccentricity in other components in the drive train. If the motor and drives | TO BE PHASE BALANCED TO COMPENSATE FOR ANY IMBALANCE OR ECCENTRICITY IN OTHER COMPONENTS IN THE DRIVE TRAIN IF THE MOTOR AND DRIVES |  |  |  | Additional Features / Notes: | Open
421645 |  |  | BALANCE | are not mounted by Chicago Blower, we cannot check the assembled rotating system for vibration, and phase balance by others may | ARE NOT MOUNTED BY CHICAGO BLOWER WE CANNOT CHECK THE ASSEMBLED ROTATING SYSTEM FOR VIBRATION AND PHASE BALANCE BY OTHERS MAY |  |  |  | Additional Features / Notes: | Open
421645 |  |  |  | be necessary. For more information on this process, contact Chicago Blower. | BE NECESSARY FOR MORE INFORMATION ON THIS PROCESS CONTACT CHICAGO BLOWER |  |  |  | Additional Features / Notes: | Open
421645 |  |  |  | SHIP WITH FANS REFERENCED BY CUSTOMER PO(s) 11824 | SHIP WITH FANS REFERENCED BY CUSTOMER PO S 11824 |  |  |  | Additional Features / Notes: | Open
421637 |  |  | UNITARY BASE | Base Fan L 31,628.00 | BASE FAN |  |  | 31,628.00 |  | Open
421637 |  |  | MOTOR | Motor (EM4410T-4 C 6,476.60 259.00 1,078.00 7,814.00 323.00 | MOTOR EM4410T 4 |  |  | 6,476.60 |  | Open
421637 |  |  | BEARINGS, VFD, VIBRATION ISOLATION | 125HP,1785RPM,3PH,60HZ,444T,TEFC,F1 6,476.60 | 125HP 1785RPM 3PH 60HZ 444T TEFC F1 | M2F Add Isolated Bearings for NEMA 444 to 445 ; M15B Replace Nameplate - RR #47 ; M39B-1 Internal AEGIS Bearing Protection Ring) ; Vendor: ABB ; 125 HP, 1785 RPM, Enclosure: TEFC ; 444T, Cast Iron, Foot Mounted, 3/60/460, F1, ; 1.0 SF ; VFD Controlled |  | 6,476.60 |  | Open
421637 |  |  |  | Mounting Charge L INC | MOUNTING CHARGE |  |  | INC |  | Open
421637 |  |  | ACCESS DOOR | Access Door, Quick Clamp L 694.00 | ACCESS DOOR QUICK CLAMP | Door Location: @9:00 |  | 694.00 |  | Open
421637 |  |  | EXTENDED LUBE | Extended Grease Fittings L 271.00 | EXTENDED GREASE FITTINGS |  |  | 271.00 |  | Open
421637 |  |  | DRAIN | Housing Drain with Plug L 126.00 | HOUSING DRAIN WITH PLUG |  |  | 126.00 |  | Open
421637 |  |  | 3D STEP DRAWINGS | Include 3D STEP Drawings L NC | INCLUDE 3D STEP DRAWINGS |  |  | NC |  | Open
421637 |  |  | FLANGE | Inlet, Flanged, Punched L 2,535.00 | INLET FLANGED PUNCHED |  |  | 2,535.00 |  | Open
421637 |  |  |  | Lifting Lugs L INC | LIFTING LUGS |  |  | INC |  | Open
421637 |  |  | TESTING | Mechanical Run Test, Standard L STD | MECHANICAL RUN TEST STANDARD |  |  | STD |  | Open
421637 |  |  | FLANGE | Outlet, Flanged, Punched L 1,031.00 | OUTLET FLANGED PUNCHED |  |  | 1,031.00 |  | Open
421637 |  |  |  | Percent Width (48.9%) L INC | PERCENT WIDTH 48.9% | 421637 PO 3782680 1196 |  | INC |  | Open
421637 |  |  | VIBRATION ISOLATION | Vibration Base L STD | VIBRATION BASE |  |  | STD |  | Open
421637 |  |  |  | Warranty, Exclusive 3 Year L INC | WARRANTY EXCLUSIVE 3 YEAR |  |  | INC |  | Open
421637 |  |  | VIBRATION ISOLATION | Isolator, Spring 1" Deflection (444 - 447 Frame) C 511.00 256.00 767.00 77.00 | ISOLATOR SPRING 1 DEFLECTION 444 447 FRAME | Furnished By: CBC ; Ship Direct (Freight Included) |  | 511.00 |  | Open
421637 |  |  | TESTING | Run Test - Required | RUN TEST REQUIRED |  |  |  | Additional Features / Notes: | Open
421631 |  |  | UNITARY BASE | Base Fan L 3,551.00 | BASE FAN |  |  | 3,551.00 |  | Open
421631 |  |  | BEARINGS, INSULATION, MOTOR, VFD | Motor (WEG 01036ET3E215T-W22, with N10 C 958.48 29.00 210.00 1,197.00 63.00 | MOTOR WEG 01036ET3E215T W22 WITH N10 | nameplate change, N20 additional nameplate for ; customer tagging (Tag Motor: BM-3001) and B220 ; insulated NDE bearing. WEG to provide motor ; drawing, wiring diagram, performance data sheet, ; all curves, and OMI..) ; Vendor: Weg ; 10 HP, 3600 RPM, Enclosure: TEFC Premium ; 215T, Cast Iron, Foot Mounted, 3/60/230/460, ; F1, 1.15 SF ; VFD Controlled |  | 958.48 |  | Open
421631 |  |  |  | Mounting Charge L INC | MOUNTING CHARGE |  |  | INC |  | Open
421631 |  |  | BEARINGS, COATING, MOTOR, UNITARY BASE | Paint: Interior, Wheel, Exterior, Motor Base, L 385.00 | PAINT INTERIOR WHEEL EXTERIOR MOTOR BASE | Channel Base and Bearing Base ; CBC, Standard CBC Black - Black, Coats: 2 |  | 385.00 |  | Open
421631 |  |  | ACCESS DOOR | Access Door, Quick Clamp L 361.00 | ACCESS DOOR QUICK CLAMP | Door Location: @9:00 |  | 361.00 |  | Open
421631 |  |  | SCREEN | Bolt-On 3 Sided Inlet Rainhood with Inlet Screen L 1,383.00 | BOLT ON 3 SIDED INLET RAINHOOD WITH INLET SCREEN | CBC Mount |  | 1,383.00 |  | Open
421631 |  |  | DRAIN | Housing Drain with Plug L 126.00 | HOUSING DRAIN WITH PLUG |  |  | 126.00 |  | Open
421631 |  |  | 3D STEP DRAWINGS | Include 3D STEP Drawings L NC | INCLUDE 3D STEP DRAWINGS |  |  | NC |  | Open
421631 |  |  | FLANGE | Inlet, Flanged, Punched L 385.00 | INLET FLANGED PUNCHED |  |  | 385.00 |  | Open
421631 |  |  | TESTING | Mechanical Run Test, Standard L STD | MECHANICAL RUN TEST STANDARD |  |  | STD |  | Open
421631 |  |  | FLANGE | Outlet, Flanged, Punched L STD | OUTLET FLANGED PUNCHED | 421631 CB 526-13 P26-9262 MJ26-815 |  | STD |  | Open
421631 |  |  |  | Percent Width (90%) L 699.00 | PERCENT WIDTH 90% |  |  | 699.00 |  | Open
421631 |  |  | SHAFT SEAL | Shaft Seal (Not Gas Tight) L 118.00 | SHAFT SEAL NOT GAS TIGHT |  |  | 118.00 |  | Open
421631 |  |  |  | Shrink wrap, Wheel Dia. Thru 20" L 222.00 | SHRINK WRAP WHEEL DIA THRU 20 |  |  | 222.00 |  | Open
421631 |  |  | STAINLESS STEEL | Stainless steel nameplate L 88.00 | STAINLESS STEEL NAMEPLATE |  |  | 88.00 |  | Open
421631 |  |  |  | Warranty, Exclusive 3 Year L INC | WARRANTY EXCLUSIVE 3 YEAR |  |  | INC |  | Open
421631 |  |  | FLANGE, FLEX CONNECTOR | Outlet Expansion Joint, FlexCom 5407 C 610.00 268.00 878.00 80.00 | OUTLET EXPANSION JOINT FLEXCOM 5407 | ChemShield 5407 Fabric U-Belt Expansion Joint, 14- ; 5/8" x 12-11/16" Ins. Dim., 9" ; F/F, 1-1/2" Flange, 1/4" Thk. A36 CS Backing Bars ; (Black Enamel). Holes Punched ; per Customer Bolt Pattern. ; Vendor: FlexibleCompensators ; Ship Direct ; Product: Expansion Joint ; ChemShield 5407 Fabric U-Belt Expansion Joint, 14-5/8" x 12- ; 11/16" Ins. Dim., 9" |  | 610.00 |  | Open
421631 |  |  |  | Prints: | PRINTS |  |  |  | Additional Features / Notes: | Open
421631 |  |  | MOTOR | Engineering to show fan plus accessory weight, including rainhood, motor weight and total assembled weight on the drawing. | ENGINEERING TO SHOW FAN PLUS ACCESSORY WEIGHT INCLUDING RAINHOOD MOTOR WEIGHT AND TOTAL ASSEMBLED WEIGHT ON THE DRAWING |  |  |  | Additional Features / Notes: | Open
421631 |  |  |  | Job Name: MJ26-815 | JOB NAME MJ26 815 |  |  |  | Additional Features / Notes: | Open
421631 |  |  |  | Location: Enterprise/OPD H-3001 | LOCATION ENTERPRISE OPD H 3001 |  |  |  | Additional Features / Notes: | Open
421631 |  |  |  | Reference SN 407558 (minus T-rails) | REFERENCE SN 407558 MINUS T RAILS |  |  |  | Additional Features / Notes: | Open
421631 |  |  | TESTING | Run Test - Required | RUN TEST REQUIRED |  |  |  | Additional Features / Notes: | Open
421626 |  |  | UNITARY BASE | Base Fan L 5,443.00 | BASE FAN |  |  | 5,443.00 |  | Open
421626 |  |  | MOTOR, VFD | Motor C 315.88 6.00 77.00 399.00 23.00 | MOTOR | Vendor: Toshiba or equivalent ; 5 HP, 3600 RPM, Enclosure: TEFC Premium ; 184T, Cast Iron, Foot Mounted, 3/60/230/460, ; F1, 1.15 SF ; Model #0052SDSR41A-P, PN 06-6-0020-03 ; VFD Suitable ; CBC Mount |  | 315.88 |  | Open
421626 |  |  |  | Mounting Charge L INC | MOUNTING CHARGE |  |  | INC |  | Open
421626 |  |  | 3D STEP DRAWINGS | Include 3D STEP Drawings L NC | INCLUDE 3D STEP DRAWINGS |  |  | NC |  | Open
421626 |  |  | FLANGE | Inlet, Flanged, Punched L 112.00 | INLET FLANGED PUNCHED |  |  | 112.00 |  | Open
421626 |  |  | TESTING | Mechanical Run Test, Standard L STD | MECHANICAL RUN TEST STANDARD |  |  | STD |  | Open
421626 |  |  |  | Outlet Volume Control, Manual L 691.00 | OUTLET VOLUME CONTROL MANUAL |  |  | 691.00 |  | Open
421626 |  |  | FLANGE | Outlet, Flanged, Punched L STD | OUTLET FLANGED PUNCHED |  |  | STD |  | Open
421626 |  |  |  | Warranty, Exclusive 3 Year L INC | WARRANTY EXCLUSIVE 3 YEAR |  |  | INC |  | Open
421626 |  |  |  | Wheel, Aluminium L STD | WHEEL ALUMINIUM |  |  | STD |  | Open
421626 |  |  |  | Product 3,590.00 | PRODUCT |  |  | 3,590.00 |  | Open
421626 |  |  |  | 421626 INGR-042226-RW PO 26-1000-15A | 421626 INGR 042226 RW PO 26 1000 15A |  |  |  | Additional Features / Notes: | Open
421626 |  |  | TESTING | Run Test - Required | RUN TEST REQUIRED |  |  |  | Additional Features / Notes: | Open
421619 |  |  | UNITARY BASE | Base Fan L 11,965.00 | BASE FAN |  |  | 11,965.00 |  | Open
421619 |  |  | MOTOR | Motor (WEG 00312ET3E213T- C 654.16 20.00 160.00 834.00 48.00 | MOTOR WEG 00312ET3E213T | Vendor: Weg ; 3 HP, 1200 RPM, Enclosure: TEFC Premium ; 213T, Cast Iron, Foot Mounted, 3/60/230/460, ; F1, 1.15 SF |  | 654.16 |  | Open
421619 |  |  |  | Mounting Charge L INC | MOUNTING CHARGE |  |  | INC |  | Open
421619 |  |  | BEARINGS, COATING, MOTOR, UNITARY BASE | Paint: Interior, Wheel, Exterior, Motor Base, L 1,019.00 | PAINT INTERIOR WHEEL EXTERIOR MOTOR BASE | Channel Base and Bearing Base ; CBC, Enamels - RAL 1003 Signal yellow, Coats: |  | 1,019.00 |  | Open
421619 |  |  | COATING | Pre-Coating Assembly/Disassembly L 1,383.00 | PRE COATING ASSEMBLY DISASSEMBLY |  |  | 1,383.00 |  | Open
421619 |  |  | ACCESS DOOR | Access Door, Quick Clamp L 416.00 | ACCESS DOOR QUICK CLAMP | Door Location: @9:00 |  | 416.00 |  | Open
421619 |  |  |  | AWS D1.1 Code Welding on Static Components L 3,148.00 | AWS D1.1 CODE WELDING ON STATIC COMPONENTS |  |  | 3,148.00 |  | Open
421619 |  |  |  | AWS D14.6 Code Welding on Rotating Components L 3,955.00 | AWS D14.6 CODE WELDING ON ROTATING COMPONENTS |  |  | 3,955.00 |  | Open
421619 |  |  | DRAIN | Housing Drain with Plug L 126.00 | HOUSING DRAIN WITH PLUG |  |  | 126.00 |  | Open
421619 |  |  | FLANGE | Inlet, Flanged, Punched L 580.00 | INLET FLANGED PUNCHED |  |  | 580.00 |  | Open
421619 |  |  |  | Lifting Lugs L INC | LIFTING LUGS |  |  | INC |  | Open
421619 |  |  | TESTING | Mechanical Run Test, Standard L STD | MECHANICAL RUN TEST STANDARD |  |  | STD |  | Open
421619 |  |  | FLANGE | Outlet, Flanged, Punched L 561.00 | OUTLET FLANGED PUNCHED |  |  | 561.00 |  | Open
421619 |  |  | SHAFT SEAL | Shaft Seal (Not Gas Tight) L 771.00 | SHAFT SEAL NOT GAS TIGHT |  |  | 771.00 |  | Open
421619 |  |  | SPARK RESISTANT | Spark Resistant Construction, AMCA Type C, 650° F L 1,131.00 | SPARK RESISTANT CONSTRUCTION AMCA TYPE C 650 F | Max |  | 1,131.00 |  | Open
421619 |  |  |  | Warranty, Exclusive 3 Year L INC | WARRANTY EXCLUSIVE 3 YEAR |  |  | INC |  | Open
421619 |  |  | FLANGE, FLEX CONNECTOR | Expansion Joint Inlet - URD540731.8-6-2 C 999.00 210.00 1,209.00 63.00 | EXPANSION JOINT INLET URD540731.8 6 2 | ChemShield 5407 Fabric U-Belt Expansion Joint, 31- ; 3/4" ID x 6" F/F, 2" Flange, ; 1/4" Thk. A36 CS Backing Rings (Primed) ; Vendor: FlexibleCompensators ; Ship Loose ; Product: Expansion Joint |  | 999.00 |  | Open
421619 |  |  |  | Ship Loose Charge N 60.00 6.00 | SHIP LOOSE CHARGE |  |  | 60.00 |  | Open
421619 |  |  | FLANGE, FLEX CONNECTOR | Expansion Joint Outlet - URT540718.5X30.7-6-2 C 690.00 248.00 938.00 74.00 | EXPANSION JOINT OUTLET URT540718.5X30.7 6 2 | ChemShield 5407 Fabric U-Belt Expansion Joint, 18- ; 1/2" x 30-11/16" Ins. Dim., 6" ; F/F, 2" Flange, 1/4" Thk. A36 CS Backing Bars ; (Primed) ; Vendor: FlexibleCompensators ; Ship Loose ; Product: Expansion Joint |  | 690.00 |  | Open
421619 |  |  | VIBRATION ISOLATION | Isolator, Spring 1" Deflection (0 - 326 Frame) C 341.00 171.00 512.00 51.00 | ISOLATOR SPRING 1 DEFLECTION 0 326 FRAME | Furnished By: CBC |  | 341.00 |  | Open
421619 |  |  |  | Ship Loose (Freight Included) L 108.00 | SHIP LOOSE FREIGHT INCLUDED |  |  | 108.00 |  | Open
421619 |  |  |  | SHIP WITH FANS REFERENCED BY CUSTOMER PO(s) 9P3235_0304 | SHIP WITH FANS REFERENCED BY CUSTOMER PO S 9P3235 0304 |  |  |  | Additional Features / Notes: | Open
421619 |  |  | TESTING | Run Test - Required | RUN TEST REQUIRED |  |  |  | Additional Features / Notes: | Open
421618 |  |  | UNITARY BASE | Base Fan L 8,695.00 | BASE FAN |  |  | 8,695.00 |  | Open
421618 |  |  | MOTOR | Motor (WEG 00112ET3E145T-W22+Thermostats) C 408.87 12.00 100.00 521.00 30.00 | MOTOR WEG 00112ET3E145T W22 THERMOSTATS | Vendor: Weg ; 1 HP, 1200 RPM, Enclosure: TEFC Premium ; 145T, Cast Iron, Foot Mounted, 3/60/230/460, ; F1, 1.15 SF |  | 408.87 |  | Open
421618 |  |  |  | Mounting Charge L INC | MOUNTING CHARGE |  |  | INC |  | Open
421618 |  |  | BEARINGS, COATING, MOTOR, UNITARY BASE | Paint: Interior, Wheel, Exterior, Motor Base, L 983.00 | PAINT INTERIOR WHEEL EXTERIOR MOTOR BASE | Channel Base and Bearing Base ; CBC, Enamels - RAL 1003 Signal yellow, Coats: |  | 983.00 |  | Open
421618 |  |  | COATING | Pre-Coating Assembly/Disassembly L 1,185.00 | PRE COATING ASSEMBLY DISASSEMBLY |  |  | 1,185.00 |  | Open
421618 |  |  | ACCESS DOOR | Access Door, Quick Clamp L 332.00 | ACCESS DOOR QUICK CLAMP | Door Location: @9:00 |  | 332.00 |  | Open
421618 |  |  |  | AWS D1.1 Code Welding on Static Components L 2,732.00 | AWS D1.1 CODE WELDING ON STATIC COMPONENTS |  |  | 2,732.00 |  | Open
421618 |  |  |  | AWS D14.6 Code Welding on Rotating Components L 3,357.00 | AWS D14.6 CODE WELDING ON ROTATING COMPONENTS |  |  | 3,357.00 |  | Open
421618 |  |  | DRAIN | Housing Drain with Plug L 126.00 | HOUSING DRAIN WITH PLUG |  |  | 126.00 |  | Open
421618 |  |  | SCREEN | Inlet Screen, Standard L 228.00 | INLET SCREEN STANDARD |  |  | 228.00 |  | Open
421618 |  |  |  | Inlet, Open L STD | INLET OPEN |  |  | STD |  | Open
421618 |  |  |  | Lifting Lugs L INC | LIFTING LUGS |  |  | INC |  | Open
421618 |  |  | TESTING | Mechanical Run Test, Standard L STD | MECHANICAL RUN TEST STANDARD |  |  | STD |  | Open
421618 |  |  | FLANGE | Outlet, Flanged, Punched L 471.00 | OUTLET FLANGED PUNCHED |  |  | 471.00 |  | Open
421618 |  |  |  | Percent Width (80.9%) L INC | PERCENT WIDTH 80.9% |  |  | INC |  | Open
421618 |  |  | SHAFT SEAL | Shaft Seal (Not Gas Tight) L 769.00 | SHAFT SEAL NOT GAS TIGHT |  |  | 769.00 |  | Open
421618 |  |  | SPARK RESISTANT | Spark Resistant Construction, AMCA Type C, 650° F L 1,038.00 | SPARK RESISTANT CONSTRUCTION AMCA TYPE C 650 F | Max |  | 1,038.00 |  | Open
421618 |  |  |  | Warranty, Exclusive 3 Year L INC | WARRANTY EXCLUSIVE 3 YEAR |  |  | INC |  | Open
421618 |  |  | FLANGE, FLEX CONNECTOR | : URT540725.3X14.4-6-1.5 C 634.00 264.00 898.00 79.00 | URT540725.3X14.4 6 1.5 | ChemShield 5407 Fabric U-Belt Expansion Joint, 14- ; 3/8" x 25-5/16" Ins. Dim., 6" F/F, ; 1-1/2" Flange, 1/4" Thk. A36 CS Backing Bars ; (Primed) ; Vendor: FlexibleCompensators ; Ship Loose ; Product: Expansion Joint |  | 634.00 |  | Open
421618 |  |  |  | Ship Loose Charge N 45.00 4.00 | SHIP LOOSE CHARGE |  |  | 45.00 |  | Open
421618 |  |  | VIBRATION ISOLATION | Isolator, Spring 1" Deflection (0 - 326 Frame) C 341.00 171.00 512.00 51.00 | ISOLATOR SPRING 1 DEFLECTION 0 326 FRAME | Furnished By: CBC |  | 341.00 |  | Open
421618 |  |  |  | Ship Loose (Freight Included) L 108.00 | SHIP LOOSE FREIGHT INCLUDED |  |  | 108.00 |  | Open
421618 |  |  |  | ISPM Wood Inspection Stamp L INC | ISPM WOOD INSPECTION STAMP |  |  | INC |  | Open
421618 |  |  |  | SHIP WITH FANS REFERENCED BY CUSTOMER PO(s) 9P3235 | SHIP WITH FANS REFERENCED BY CUSTOMER PO S 9P3235 |  |  |  | Additional Features / Notes: | Open
421618 |  |  | TESTING | Run Test - Required | RUN TEST REQUIRED |  |  |  | Additional Features / Notes: | Open
421614 |  |  | BALANCE | Special Product Design (EMD Wheel PN 40214482 N 4,393.00 537.00 | SPECIAL PRODUCT DESIGN EMD WHEEL PN 40214482 | (CBC PN 08-5-4281) Includes G1.0 Balance on ; clearance fit arbor, Inquiry Num: 410-13-237) |  | 4,393.00 |  | Open
421614 |  |  |  | Percent Width (105%) L INC | PERCENT WIDTH 105% |  |  | INC |  | Open
421613 |  |  | BALANCE | Special Product Design (EMD Wheel PN 40214482 N 4,393.00 537.00 | SPECIAL PRODUCT DESIGN EMD WHEEL PN 40214482 | (CBC PN 08-5-4281) Includes G1.0 Balance on ; clearance fit arbor, Inquiry Num: 410-13-237) |  | 4,393.00 |  | Open
421613 |  |  |  | Percent Width (105%) L INC | PERCENT WIDTH 105% |  |  | INC |  | Open
421612 |  |  | V-BELT DRIVE | Wheel, External Hub with Taper Lock Bushing 1- L 1,002.00 | WHEEL EXTERNAL HUB WITH TAPER LOCK BUSHING 1 | 1/8" Bore, Inquiry Num: 346-25-1795 |  | 1,002.00 |  | Open
421612 |  |  |  | Bore size 1-1/8" | BORE SIZE 1 1 8 |  |  |  | Additional Features / Notes: | Open
421611 |  |  | BALANCE | Special Product Design (EMD Wheel PN 40214482 N 4,393.00 537.00 | SPECIAL PRODUCT DESIGN EMD WHEEL PN 40214482 | (CBC PN 08-5-4281) Includes G1.0 Balance on ; clearance fit arbor, Inquiry Num: 410-13-237) |  | 4,393.00 |  | Open
421611 |  |  |  | Percent Width (105%) L INC | PERCENT WIDTH 105% |  |  | INC |  | Open
421610 |  |  | BALANCE | Special Product Design (EMD Wheel PN 40214482 N 4,393.00 537.00 | SPECIAL PRODUCT DESIGN EMD WHEEL PN 40214482 | (CBC PN 08-5-4281) Includes G1.0 Balance on ; clearance fit arbor, Inquiry Num: 410-13-237) |  | 4,393.00 |  | Open
421610 |  |  |  | Percent Width (105%) L INC | PERCENT WIDTH 105% |  |  | INC |  | Open
421609 |  |  | BALANCE | Special Product Design (EMD Wheel PN 40214482 N 4,393.00 537.00 | SPECIAL PRODUCT DESIGN EMD WHEEL PN 40214482 | (CBC PN 08-5-4281) Includes G1.0 Balance on ; clearance fit arbor, Inquiry Num: 410-13-237) |  | 4,393.00 |  | Open
421609 |  |  |  | Percent Width (105%) L INC | PERCENT WIDTH 105% |  |  | INC |  | Open
421608 |  |  | BALANCE | Special Product Design (EMD Wheel PN 40214482 N 4,393.00 537.00 | SPECIAL PRODUCT DESIGN EMD WHEEL PN 40214482 | (CBC PN 08-5-4281) Includes G1.0 Balance on ; clearance fit arbor, Inquiry Num: 410-13-237) |  | 4,393.00 |  | Open
421608 |  |  |  | Percent Width (105%) L INC | PERCENT WIDTH 105% |  |  | INC |  | Open
421607 |  |  | BALANCE | Special Product Design (EMD Wheel PN 40214482 N 4,393.00 537.00 | SPECIAL PRODUCT DESIGN EMD WHEEL PN 40214482 | (CBC PN 08-5-4281) Includes G1.0 Balance on ; clearance fit arbor, Inquiry Num: 410-13-237) |  | 4,393.00 |  | Open
421607 |  |  |  | Percent Width (105%) L INC | PERCENT WIDTH 105% |  |  | INC |  | Open
421606 |  |  | BALANCE | Special Product Design (EMD Wheel PN 40214482 N 4,393.00 537.00 | SPECIAL PRODUCT DESIGN EMD WHEEL PN 40214482 | (CBC PN 08-5-4281) Includes G1.0 Balance on ; clearance fit arbor, Inquiry Num: 410-13-237) |  | 4,393.00 |  | Open
421606 |  |  |  | Percent Width (105%) L INC | PERCENT WIDTH 105% |  |  | INC |  | Open
421605 |  |  | BALANCE | Special Product Design (EMD Wheel PN 40214482 N 4,393.00 537.00 | SPECIAL PRODUCT DESIGN EMD WHEEL PN 40214482 | (CBC PN 08-5-4281) Includes G1.0 Balance on ; clearance fit arbor, Inquiry Num: 410-13-237) |  | 4,393.00 |  | Open
421605 |  |  |  | Percent Width (105%) L INC | PERCENT WIDTH 105% |  |  | INC |  | Open
421604 |  |  | BALANCE | Special Product Design (EMD Wheel PN 40214482 N 4,393.00 537.00 | SPECIAL PRODUCT DESIGN EMD WHEEL PN 40214482 | (CBC PN 08-5-4281) Includes G1.0 Balance on ; clearance fit arbor, Inquiry Num: 410-13-237) |  | 4,393.00 |  | Open
421604 |  |  |  | Percent Width (105%) L INC | PERCENT WIDTH 105% |  |  | INC |  | Open
421603 |  |  | BALANCE | Special Product Design (EMD Wheel PN 40214482 N 4,393.00 537.00 | SPECIAL PRODUCT DESIGN EMD WHEEL PN 40214482 | (CBC PN 08-5-4281) Includes G1.0 Balance on ; clearance fit arbor, Inquiry Num: 410-13-237) |  | 4,393.00 |  | Open
421603 |  |  |  | Percent Width (105%) L INC | PERCENT WIDTH 105% |  |  | INC |  | Open
421602 |  |  | BALANCE | Special Product Design (EMD Wheel PN 40214482 N 4,393.00 537.00 | SPECIAL PRODUCT DESIGN EMD WHEEL PN 40214482 | (CBC PN 08-5-4281) Includes G1.0 Balance on ; clearance fit arbor, Inquiry Num: 410-13-237) |  | 4,393.00 |  | Open
421602 |  |  |  | Percent Width (105%) L INC | PERCENT WIDTH 105% |  |  | INC |  | Open
421601 |  |  | BALANCE | Special Product Design (EMD Wheel PN 40214482 N 4,393.00 537.00 | SPECIAL PRODUCT DESIGN EMD WHEEL PN 40214482 | (CBC PN 08-5-4281) Includes G1.0 Balance on ; clearance fit arbor, Inquiry Num: 410-13-237) |  | 4,393.00 |  | Open
421601 |  |  |  | Percent Width (105%) L INC | PERCENT WIDTH 105% |  |  | INC |  | Open
421590 |  |  | MOTOR, UNITARY BASE | Base Fan L 3,684.00 | BASE FAN | Motor (Customer Provided) N NA ; Vendor: CBC Option ; 5 HP, 1800 RPM, Enclosure: TEFC ; 184T, Cast Iron, 3/60/230/460, F1, 1.15 SF ; Mounted by Others |  | 3,684.00 |  | Open
421590 |  |  |  | Mounted by Others L | MOUNTED BY OTHERS |  |  |  |  | Open
421590 |  |  | MOTOR | Adjustable Motor Base L INC | ADJUSTABLE MOTOR BASE |  |  | INC |  | Open
421590 |  |  |  | Assembly, Knock-Down Shipment L NC | ASSEMBLY KNOCK DOWN SHIPMENT |  |  | NC |  | Open
421590 |  |  | BELT GUARD | Belt Guard, Provided by others L STD | BELT GUARD PROVIDED BY OTHERS |  |  | STD |  | Open
421590 |  |  |  | Inlet Cone Mounting Hardware L 66.00 | INLET CONE MOUNTING HARDWARE |  |  | 66.00 |  | Open
421590 |  |  |  | Inlet Cone, Steel L STD | INLET CONE STEEL |  |  | STD |  | Open
421590 |  |  |  | Inlet, Slip L 171.00 | INLET SLIP |  |  | 171.00 |  | Open
421590 |  |  |  | Overhang, 0" thru 4" L STD | OVERHANG 0 THRU 4 |  |  | STD |  | Open
421590 |  |  |  | Panel Mounting Holes L STD | PANEL MOUNTING HOLES |  |  | STD |  | Open
421590 |  |  |  | Plug Panel, Standard L STD | PLUG PANEL STANDARD |  |  | STD |  | Open
421590 |  |  | BEARINGS, COATING | Shaft and Bearing Guard, Painted Safety Yellow L 941.00 | SHAFT AND BEARING GUARD PAINTED SAFETY YELLOW |  |  | 941.00 |  | Open
421590 |  |  | SHAFT COOLER | Shaft Cooler L 260.00 | SHAFT COOLER |  |  | 260.00 |  | Open
421590 |  |  | BEARINGS, EXTENDED LUBE | Extended Grease Fittings - Shipped Loose, Inquiry L 349.00 | EXTENDED GREASE FITTINGS SHIPPED LOOSE INQUIRY | Num: 6-5-1551 ; Size 16-1/2 Shaft and Bearing Guard, Inquiry Num: L -940.00 |  | 349.00 |  | Open
421590 |  |  | BEARINGS | Special guard to cover shaft inboard bearing but not L 748.00 | SPECIAL GUARD TO COVER SHAFT INBOARD BEARING BUT NOT | to protrude beyond outboard bearing channel - ; (Lasered metal with slots), Inquiry Num: 6-5-1551 ; 421590 PN 3015 (FT-200) P000032916 |  | 748.00 |  | Open
421590 |  |  |  | Special Mounting Panel Holes, Inquiry Num: 6-5- L 379.00 | SPECIAL MOUNTING PANEL HOLES INQUIRY NUM 6 5 |  |  | 379.00 |  | Open
421590 |  |  |  | Reference order 343205 | REFERENCE ORDER 343205 |  |  |  | Additional Features / Notes: | Open
421590 |  |  | BALANCE | All Chicago Blower wheels are precision balanced; however when a precision balanced wheel is installed in a fan, the wheel may have | ALL CHICAGO BLOWER WHEELS ARE PRECISION BALANCED HOWEVER WHEN A PRECISION BALANCED WHEEL IS INSTALLED IN A FAN THE WHEEL MAY HAVE |  |  |  | Additional Features / Notes: | Open
421590 |  |  | BALANCE, MOTOR | to be phase balanced to compensate for any imbalance or eccentricity in other components in the drive train. If the motor and drives | TO BE PHASE BALANCED TO COMPENSATE FOR ANY IMBALANCE OR ECCENTRICITY IN OTHER COMPONENTS IN THE DRIVE TRAIN IF THE MOTOR AND DRIVES |  |  |  | Additional Features / Notes: | Open
421590 |  |  | BALANCE | are not mounted by Chicago Blower, we cannot check the assembled rotating system for vibration, and phase balance by others may | ARE NOT MOUNTED BY CHICAGO BLOWER WE CANNOT CHECK THE ASSEMBLED ROTATING SYSTEM FOR VIBRATION AND PHASE BALANCE BY OTHERS MAY |  |  |  | Additional Features / Notes: | Open
421590 |  |  |  | be necessary. For more information on this process, contact Chicago Blower. | BE NECESSARY FOR MORE INFORMATION ON THIS PROCESS CONTACT CHICAGO BLOWER |  |  |  | Additional Features / Notes: | Open
421590 |  |  |  | Additional Shipping Notes: Please contact Savvy Lines for the deliveries to our warehouse in Wood Dale. | ADDITIONAL SHIPPING NOTES PLEASE CONTACT SAVVY LINES FOR THE DELIVERIES TO OUR WAREHOUSE IN WOOD DALE |  |  |  | Additional Features / Notes: | Open
421590 |  |  |  | For 0-150 lbs use UPS #612181 (800) 742-5877 | FOR 0 150 LBS USE UPS #612181 800 742 5877 |  |  |  | Additional Features / Notes: | Open
421588 |  | CO#1 | UNITARY BASE | Base Fan L 11,560.00 | BASE FAN |  |  | 11,560.00 |  | Open
421588 |  | CO#1 | BEARINGS | Bearings, Standard L STD | BEARINGS STANDARD |  |  | STD |  | Open
421588 |  | CO#1 | BELT GUARD | Belt Guard, Provided by others L STD | BELT GUARD PROVIDED BY OTHERS |  |  | STD |  | Open
421588 |  | CO#1 | EXTENDED LUBE | Extended Grease Fittings L 280.00 | EXTENDED GREASE FITTINGS |  |  | 280.00 |  | Open
421588 |  | CO#1 |  | Inlet, Open L STD | INLET OPEN |  |  | STD |  | Open
421588 |  | CO#1 |  | Outlet, Slip L STD | OUTLET SLIP |  |  | STD |  | Open
421588 |  | CO#1 |  | Slow Pay Addition N 59.00 | SLOW PAY ADDITION |  |  | 59.00 |  | Open
421588 |  | CO#1 |  | Includes Slow Pay Addition | INCLUDES SLOW PAY ADDITION |  |  |  | Additional Features / Notes: | Open
421587 |  |  | UNITARY BASE | Base Fan L 2,957.00 | BASE FAN |  |  | 2,957.00 |  | Open
421587 |  |  | MOTOR | Motor (5hp 3470 rpm 3ph 184tc with drip cover C 342.91 14.00 82.00 439.00 25.00 | MOTOR 5HP 3470 RPM 3PH 184TC WITH DRIP COVER | CEM3613T\M8A Install Dripcover on TEFC or ODP) ; Vendor: Baldor/Reliance ; 5 HP, 3600 RPM, Enclosure: TEFC Premium ; 184TC, Rolled Steel, C-Face, With Feet, ; 3/60/230/460, 1.15 SF |  | 342.91 |  | Open
421587 |  |  |  | Mounting Charge L INC | MOUNTING CHARGE |  |  | INC |  | Open
421587 |  |  |  | Inlet Cone, Aluminum (AMCA C) L INC | INLET CONE ALUMINUM AMCA C |  |  | INC |  | Open
421587 |  |  | FLANGE | Inlet, Punched Flanged L STD | INLET PUNCHED FLANGED |  |  | STD |  | Open
421587 |  |  | TESTING | Mechanical Run Test, Standard L STD | MECHANICAL RUN TEST STANDARD |  |  | STD |  | Open
421587 |  |  | SPARK RESISTANT | Spark Resistant Construction, AMCA Type C L 719.00 | SPARK RESISTANT CONSTRUCTION AMCA TYPE |  |  | 719.00 |  | Open
421587 |  |  | MOTOR | Warranty, Exclusive 3 Year L INC | WARRANTY EXCLUSIVE 3 YEAR | Add caulk to the tab and slot areas on the housing N NaN ; drive side sheet., Inquiry Num: 340-23-4568 ; Add weep holes to the drive side stiffeners that N NaN ; surround the motor., Inquiry Num: 340-23-4568 |  | INC |  | Open
421587 |  |  | FLANGE | Flanged inlet transition piece to meet size 150 L 700.00 | FLANGED INLET TRANSITION PIECE TO MEET SIZE 150 | flange, Inquiry Num: 340-17-1845 ; 421587 RFQ 7/31/2024 P79395 |  | 700.00 |  | Open
421587 |  |  |  | Inlet Direction: Vertical Inlet Down | INLET DIRECTION VERTICAL INLET DOWN |  |  |  | Additional Features / Notes: | Open
421587 |  |  | TESTING | Run Test - Required | RUN TEST REQUIRED |  |  |  | Additional Features / Notes: | Open
421586 |  | CO#1 | UNITARY BASE | Base Fan N 776.00 | BASE FAN |  |  | 776.00 |  | Open
421586 |  | CO#1 | MOTOR, VFD | Motor C 366.00 10.00 39.00 415.00 | MOTOR | Vendor: WEG ; 3 HP, 3600 RPM, Enclosure: TEFC Premium ; 182TC, Cast Iron, C-Face, With Feet, ; 3/60/230/460, F1, 1.15 SF ; Model #00336ET3E182TC-W22 ; VFD Suitable, VFD Controlled ; CBC Mount ; Motor is standard with IP-55 rating and VFD ; Suitable. |  | 366.00 |  | Open
421586 |  | CO#1 |  | Mounting Charge N INC | MOUNTING CHARGE |  |  | INC |  | Open
421586 |  | CO#1 | FLANGE | Inlet, Flanged, Standard Bolted (Inlet Dia 7") N 77.00 | INLET FLANGED STANDARD BOLTED INLET DIA 7 |  |  | 77.00 |  | Open
421586 |  | CO#1 | TESTING | Mechanical Run Test, Standard N STD | MECHANICAL RUN TEST STANDARD |  |  | STD |  | Open
421586 |  | CO#1 |  | Outlet, Slip N STD | OUTLET SLIP |  |  | STD |  | Open
421586 |  | CO#1 | FLANGE | Inlet flange bolt pattern to be on centerline, Inquiry L | INLET FLANGE BOLT PATTERN TO BE ON CENTERLINE INQUIRY | Num: 15-14-1000B |  |  |  | Open
421586 |  | CO#1 |  | Loc-tite on the set screw threads, Inquiry Num: 15- N | LOC TITE ON THE SET SCREW THREADS INQUIRY NUM 15 |  |  |  |  | Open
421586 |  | CO#1 |  | Mount Nameplate to Fan Housing, Inquiry Num: L | MOUNT NAMEPLATE TO FAN HOUSING INQUIRY NUM |  |  |  |  | Open
421586 |  | CO#1 | TESTING | Soap Bubble Pressure Test, Inquiry Num: 15-14- N 186.00 | SOAP BUBBLE PRESSURE TEST INQUIRY NUM 15 14 |  |  | 186.00 |  | Open
421586 |  | CO#1 |  | Special Caulking, Inquiry Num: 15-14-1000B N 101.00 | SPECIAL CAULKING INQUIRY NUM 15 14 1000B |  |  | 101.00 |  | Open
421586 |  | CO#1 | FLANGE | Use 5/16 in. hex bolt and nut with neoprene sealing N 6.00 | USE 5 16 IN HEX BOLT AND NUT WITH NEOPRENE SEALING | washer in lieu of self tapping screws on inlet flange, ; Inquiry Num: 15-14-1000B |  | 6.00 |  | Open
421586 |  | CO#1 |  | ISPM Wood Inspection Stamp L INC | ISPM WOOD INSPECTION STAMP |  |  | INC |  | Open
421586 |  | CO#1 |  | Product 2,161.00 | PRODUCT |  |  | 2,161.00 |  | Open
421586 |  | CO#1 |  | Reference OEM DWG# 38-0-0579 (reference SN 351562). Last ordered on SN 413137. | REFERENCE OEM DWG# 38 0 0579 REFERENCE SN 351562 LAST ORDERED ON SN 413137 |  |  |  | Additional Features / Notes: | Open
421586 |  | CO#1 |  | Prints: | PRINTS |  |  |  | Additional Features / Notes: | Open
421586 |  | CO#1 | MOTOR | Include INQ to Mount Nameplate to fan housing as motor base is only for shipping purposes. | INCLUDE INQ TO MOUNT NAMEPLATE TO FAN HOUSING AS MOTOR BASE IS ONLY FOR SHIPPING PURPOSES |  |  |  | Additional Features / Notes: | Open
421586 |  | CO#1 | TESTING | Run Test - Required | RUN TEST REQUIRED |  |  |  | Additional Features / Notes: | Open
421586 |  | CO#1 |  | Additional Shipping Notes: MUST use BOL provided by CH Robinson for all shipments. | ADDITIONAL SHIPPING NOTES MUST USE BOL PROVIDED BY CH ROBINSON FOR ALL SHIPMENTS |  |  |  | Additional Features / Notes: | Open
421586 |  | CO#1 |  | Cleaver-Brooks’ receiving dock hours are Monday-Friday, 7:00 AM to 3:00 PM. Closed on weekends and common USA Holidays. No | CLEAVER BROOKS RECEIVING DOCK HOURS ARE MONDAY FRIDAY 7 00 AM TO 3 00 PM CLOSED ON WEEKENDS AND COMMON USA HOLIDAYS NO |  |  |  | Additional Features / Notes: | Open
421586 |  | CO#1 |  | appointment required. | APPOINTMENT REQUIRED |  |  |  | Additional Features / Notes: | Open
421586 |  | CO#1 |  | For packages weighting UNDER 100 lbs., ship via UPS GROUND 3rd Party USA SUPPLIERS: Account # 582139 - Cleaver Brooks zip | FOR PACKAGES WEIGHTING UNDER 100 LBS SHIP VIA UPS GROUND 3RD PARTY USA SUPPLIERS ACCOUNT # 582139 CLEAVER BROOKS ZIP |  |  |  | Additional Features / Notes: | Open
421586 |  | CO#1 |  | code - 53224 | CODE 53224 |  |  |  | Additional Features / Notes: | Open
421586 |  | CO#1 |  | **Failure to follow these guidelines may result in freight charges being rejected.** | FAILURE TO FOLLOW THESE GUIDELINES MAY RESULT IN FREIGHT CHARGES BEING REJECTED |  |  |  | Additional Features / Notes: | Open
421586 |  | CO#1 |  | Send Canadian Custom Documents with shipment. | SEND CANADIAN CUSTOM DOCUMENTS WITH SHIPMENT |  |  |  | Additional Features / Notes: | Open
421581 |  | CO#1 | UNITARY BASE | Base Fan L 12,676.00 | BASE FAN |  |  | 12,676.00 |  | Open
421581 |  | CO#1 | EXPLOSION PROOF, MOTOR, VFD | Motor (15HP, 1800RPM, 254TC Frame, 3PH, 60HZ, C 5,034.00 201.00 838.00 6,073.00 251.00 | MOTOR 15HP 1800RPM 254TC FRAME 3PH 60HZ | 230/460VAC, XPAO Encl, ; Cls F Ins, Nema Des B, 1.0SF, 40C Ambient, Cont ; Duty, Cls B Rise, ; Type XP100, Explosion Proof, Cls 1 Grps C,D, Cls 2 ; Grps F,G, Division 1, ; Before Chicago Blower Design 47 modification, ; IP65 Prot, ; T3C Temperature Code, NEMA Premium Efficient, ; Severe Duty, ; Inverter Duty 20:1VT, 4:1CT On the Nameplate, 3 |  | 5,034.00 |  | Open
421581 |  | CO#1 |  | Mounting Charge L INC | MOUNTING CHARGE |  |  | INC |  | Open
421581 |  | CO#1 | SCREEN | Inlet Wire Screen Guard, Mounted to Bell L 776.00 | INLET WIRE SCREEN GUARD MOUNTED TO BELL |  |  | 776.00 |  | Open
421581 |  | CO#1 |  | Inlet, Bell L 656.00 | INLET BELL |  |  | 656.00 |  | Open
421581 |  | CO#1 | TESTING | Mechanical Run Test, Standard L STD | MECHANICAL RUN TEST STANDARD |  |  | STD |  | Open
421581 |  | CO#1 | MOTOR | Motor Conduit Box Location L STD | MOTOR CONDUIT BOX LOCATION | Viewed from Outlet: @12:00 |  | STD |  | Open
421581 |  | CO#1 |  | Warranty, Exclusive 3 Year L INC | WARRANTY EXCLUSIVE 3 YEAR |  |  | INC |  | Open
421581 |  | CO#1 |  | Similar To 276993, Inquiry Num: 302-26-1553 L 500.00 | SIMILAR TO 276993 INQUIRY NUM 302 26 1553 |  |  | 500.00 |  | Open
421581 |  | CO#1 |  | Product 15,377.00 | PRODUCT |  |  | 15,377.00 |  | Open
421581 |  | CO#1 | TESTING | Run Test - Required | RUN TEST REQUIRED |  |  |  | Additional Features / Notes: | Open
421579 |  |  | UNITARY BASE | Base Fan L 27,188.00 | BASE FAN |  |  | 27,188.00 |  | Open
421579 |  |  | BEARINGS, MOTOR, VIBRATION ISOLATION | Motor (EM4400T-5 complete with option: C 6,441.04 258.00 1,072.00 7,771.00 322.00 | MOTOR EM4400T 5 COMPLETE WITH OPTION | - M39B-1 Internal Aegis ring ; - M2F add isolated bearings) ; Vendor: Baldor/Reliance ; 100 HP, 1800 RPM, Enclosure: TEFC Premium ; 405T, Cast Iron, Foot Mounted, 3/60/575, F1, ; 1.15 SF |  | 6,441.04 |  | Open
421579 |  |  |  | Mounting Charge L 737.00 | MOUNTING CHARGE |  |  | 737.00 |  | Open
421579 |  |  | V-BELT DRIVE | Drive N 1,782.00 178.00 | DRIVE | Constant Speed, SF: 1.3 ; CBC Mount |  | 1,782.00 |  | Open
421579 |  |  | ACCESS DOOR | Access Door, Quick Clamp L 694.00 | ACCESS DOOR QUICK CLAMP | Door Location: @3:00 |  | 694.00 |  | Open
421579 |  |  | BELT GUARD, COATING | Belt Guard, Painted Safety Yellow L 2,052.00 | BELT GUARD PAINTED SAFETY YELLOW | CBC Mount ; Tach Hole in Guard: None |  | 2,052.00 |  | Open
421579 |  |  | EXTENDED LUBE | Extended Grease Fittings L 271.00 | EXTENDED GREASE FITTINGS |  |  | 271.00 |  | Open
421579 |  |  | DRAIN | Housing Drain with Plug L 126.00 | HOUSING DRAIN WITH PLUG |  |  | 126.00 |  | Open
421579 |  |  | 3D STEP DRAWINGS | Include 3D STEP Drawings L 991.00 | INCLUDE 3D STEP DRAWINGS |  |  | 991.00 |  | Open
421579 |  |  | FLANGE | Inlet, Flanged, Punched L 658.00 | INLET FLANGED PUNCHED |  |  | 658.00 |  | Open
421579 |  |  |  | Lifting Lugs L INC | LIFTING LUGS |  |  | INC |  | Open
421579 |  |  | TESTING | Mechanical Run Test, Standard L STD | MECHANICAL RUN TEST STANDARD |  |  | STD |  | Open
421579 |  |  | FLANGE | Outlet, Flanged, Punched L 698.00 | OUTLET FLANGED PUNCHED |  |  | 698.00 |  | Open
421579 |  |  | BEARINGS, COATING | Shaft and Bearing Guard, Painted Safety Yellow L 771.00 | SHAFT AND BEARING GUARD PAINTED SAFETY YELLOW |  |  | 771.00 |  | Open
421579 |  |  |  | Static and Dymanic Loads on drawing, Inquiry Num: L 500.00 | STATIC AND DYMANIC LOADS ON DRAWING INQUIRY NUM |  |  | 500.00 |  | Open
421579 |  |  |  | Weight on drawing, Inquiry Num: 909-26-1935 L | WEIGHT ON DRAWING INQUIRY NUM 909 26 1935 |  |  |  |  | Open
421579 |  |  | FLEX CONNECTOR | Inlet flex con C 1,116.00 208.00 1,324.00 62.00 | INLET FLEX CON | Part: URD540738.3-6-2 ; Vendor: FlexibleCompensators ; Ship Loose ; Product: Expansion Joint |  | 1,116.00 |  | Open
421579 |  |  |  | Ship Loose Charge N 66.00 7.00 | SHIP LOOSE CHARGE |  |  | 66.00 |  | Open
421579 |  |  | FLANGE, FLEX CONNECTOR | Outlet flanged C 739.00 230.00 969.00 69.00 | OUTLET FLANGED | Part: URT540737.6X22.8-6-2 ; Vendor: FlexibleCompensators ; Ship Loose ; Product: Expansion Joint |  | 739.00 |  | Open
421579 |  |  |  | Customer Broker: BGL (Inno-Vent account), 51-288-8111 | CUSTOMER BROKER BGL INNO VENT ACCOUNT 51 288 8111 |  |  |  | Additional Features / Notes: | Open
421579 |  |  |  | SHIP WITH FANS REFERENCED BY CUSTOMER PO(s) 7074 | SHIP WITH FANS REFERENCED BY CUSTOMER PO S 7074 |  |  |  | Additional Features / Notes: | Open
421579 |  |  | TESTING | Run Test - Required | RUN TEST REQUIRED |  |  |  | Additional Features / Notes: | Open
421578 |  |  | UNITARY BASE | Base Fan L 4,857.00 | BASE FAN |  |  | 4,857.00 |  | Open
421578 |  |  | MOTOR, VFD | Motor C 671.91 12.00 163.00 848.00 49.00 | MOTOR | Vendor: Toshiba ; 15 HP, 1800 RPM, Enclosure: TEFC Premium ; 254T, Cast Iron, Foot Mounted, 3/60/230/460, ; F1, 1.15 SF ; Model #0154SDSR41A-P, PN 06-6-0020-10 ; VFD Suitable, VFD Controlled ; CBC Mount |  | 671.91 |  | Open
421578 |  |  |  | Mounting Charge L 782.00 | MOUNTING CHARGE |  |  | 782.00 |  | Open
421578 |  |  | V-BELT DRIVE | Drive (Drive Set, Constant Speed (CBC Mounted), N 710.00 71.00 | DRIVE DRIVE SET CONSTANT SPEED CBC MOUNTED | Inquiry Num: 317-26-1495) ; Constant Speed, SF: 1.3 |  | 710.00 |  | Open
421578 |  |  | BELT GUARD, COATING | Belt Guard, Painted Safety Yellow L 588.00 | BELT GUARD PAINTED SAFETY YELLOW | CBC Mount ; Tach Hole in Guard: None |  | 588.00 |  | Open
421578 |  |  | EXTENDED LUBE | Extended Grease Fittings L 280.00 | EXTENDED GREASE FITTINGS |  |  | 280.00 |  | Open
421578 |  |  | 3D STEP DRAWINGS | Include 3D STEP Drawings L 496.00 | INCLUDE 3D STEP DRAWINGS |  |  | 496.00 |  | Open
421578 |  |  |  | Inlet, Open L STD | INLET OPEN |  |  | STD |  | Open
421578 |  |  | TESTING | Mechanical Run Test, Standard L STD | MECHANICAL RUN TEST STANDARD |  |  | STD |  | Open
421578 |  |  | FLANGE | Outlet, Flanged, Punched L STD | OUTLET FLANGED PUNCHED |  |  | STD |  | Open
421578 |  |  | BEARINGS, COATING | Shaft and Bearing Guard, Painted Safety Yellow L 341.00 | SHAFT AND BEARING GUARD PAINTED SAFETY YELLOW |  |  | 341.00 |  | Open
421578 |  |  |  | Similar to 113820-3, Inquiry Num: 317-26-1495 L 1,796.00 | SIMILAR TO 113820 3 INQUIRY NUM 317 26 1495 |  |  | 1,796.00 |  | Open
421578 |  |  | DAMPER | Outlet Damper, Parallel, 100% Width, 400° F, Ship C 837.00 125.00 203.00 1,040.00 61.00 | OUTLET DAMPER PARALLEL 100% WIDTH 400 F SHIP | 421578 SN 113820-3 7511261 ; Loose (Outlet Damper, Parallel, 100% Width, 400° ; F, Ship Loose) ; Operation: Manual, with Locking Quadrant ; Vendor: American Warming ; Ship Loose ; Product: Damper |  | 837.00 |  | Open
421578 |  |  | VIBRATION ISOLATION | Spring type vibration base with Isolators (Ship N 1,346.00 62.00 | SPRING TYPE VIBRATION BASE WITH ISOLATORS SHIP | Direct), Inquiry Num: 317-26-1495 |  | 1,346.00 |  | Open
421578 |  |  |  | Product 13,514.00 | PRODUCT |  |  | 13,514.00 |  | Open
421578 |  |  |  | NO TAXES | NO TAXES |  |  |  | Additional Features / Notes: | Open
421577 |  |  | MOTOR | Base Fan (Base Fan, Design 53 Size F1, 304SST L 9,212.00 | BASE FAN BASE FAN DESIGN 53 SIZE F1 304SST | Airstream, Arrangement 4 (Less Motor), Inquiry ; Num: 333-26-1680) ; Motor (Customer Provided) N RF ; Vendor: ABB ; 15 HP, 3600 RPM, Enclosure: TEFC Premium ; 254T, Cast Iron, Foot Mounted, 3/60/230/460, ; F1, 1.15 SF ; Expected Date from Customer: 1/1/0001 ; CBC Mount |  | 9,212.00 |  | Open
421577 |  |  |  | Mounting Charge L INC | MOUNTING CHARGE |  |  | INC |  | Open
421577 |  |  | BEARINGS, COATING, MOTOR, UNITARY BASE | Paint: Interior, Wheel, Exterior, Motor Base, L | PAINT INTERIOR WHEEL EXTERIOR MOTOR BASE | Channel Base and Bearing Base ; CBC, Standard CBC Black - Black, Coats: 1 |  |  |  | Open
421577 |  |  | DRAIN, STAINLESS STEEL | Housing Drain with Plug, 304 SS Construction L 372.00 | HOUSING DRAIN WITH PLUG 304 STAINLESS STEEL CONSTRUCTION |  |  | 372.00 |  | Open
421577 |  |  | STAINLESS STEEL | Inlet, Tube, 304 SS Construction L STD | INLET TUBE 304 STAINLESS STEEL CONSTRUCTION |  |  | STD |  | Open
421577 |  |  | TESTING | Mechanical Run Test, Standard L STD | MECHANICAL RUN TEST STANDARD |  |  | STD |  | Open
421577 |  |  | FLANGE, STAINLESS STEEL | Outlet, Flanged, Punched, 304 SS Construction L STD | OUTLET FLANGED PUNCHED 304 STAINLESS STEEL CONSTRUCTION |  |  | STD |  | Open
421577 |  |  | COATING | Passivation of Welds (Passivation of Welds L 1,412.00 | PASSIVATION OF WELDS PASSIVATION OF WELDS | (Airstream and Exterior), Inquiry Num: 333-26- |  | 1,412.00 |  | Open
421577 |  |  | SHAFT SEAL, STAINLESS STEEL | Shaft Seal (Not Gas Tight), 304 SS Construction L 567.00 | SHAFT SEAL NOT GAS TIGHT 304 STAINLESS STEEL CONSTRUCTION |  |  | 567.00 |  | Open
421577 |  |  |  | Warranty, Exclusive 3 Year L INC | WARRANTY EXCLUSIVE 3 YEAR |  |  | INC |  | Open
421577 |  |  | STAINLESS STEEL | 304 SST Exterior, Inquiry Num: 333-26-1680 L 4,411.00 | SST EXTERIOR INQUIRY NUM 333 26 1680 |  | 304 | 4,411.00 |  | Open
421577 |  |  | TESTING | Run Test - Required | RUN TEST REQUIRED |  |  |  | Additional Features / Notes: | Open
421577 |  |  |  | Additional Shipping Notes: Contact customer for shipping instructions once fan is ready to ship. | ADDITIONAL SHIPPING NOTES CONTACT CUSTOMER FOR SHIPPING INSTRUCTIONS ONCE FAN IS READY TO SHIP |  |  |  | Additional Features / Notes: | Open
421576 |  | CO#1 | UNITARY BASE | Base Fan L 4,063.00 | BASE FAN |  |  | 4,063.00 |  | Open
421576 |  | CO#1 | MOTOR, VFD | Motor C 803.32 29.00 200.00 1,032.00 60.00 | MOTOR | Vendor: Baldor or equivalent ; 20 HP, 3600 RPM, Enclosure: TEFC Premium ; 256T, Cast Iron, Foot Mounted, 3/60/230/460, ; F1, 1.15 SF ; Model #EM4106T-G ; VFD Suitable ; CBC Mount |  | 803.32 |  | Open
421576 |  | CO#1 |  | Mounting Charge L INC | MOUNTING CHARGE |  |  | INC |  | Open
421576 |  | CO#1 | ACCESS DOOR | Access Door, Quick Clamp L 361.00 | ACCESS DOOR QUICK CLAMP | Door Location: @9:00 |  | 361.00 |  | Open
421576 |  | CO#1 | DRAIN | Housing Drain with Plug L 129.00 | HOUSING DRAIN WITH PLUG |  |  | 129.00 |  | Open
421576 |  | CO#1 |  | Housing, Square L 266.00 | HOUSING SQUARE |  |  | 266.00 |  | Open
421576 |  | CO#1 | 3D STEP DRAWINGS | Include 3D STEP Drawings L NC | INCLUDE 3D STEP DRAWINGS |  |  | NC |  | Open
421576 |  | CO#1 |  | Inlet Cone, Aluminum (AMCA C) L INC | INLET CONE ALUMINUM AMCA C |  |  | INC |  | Open
421576 |  | CO#1 | FLANGE | Inlet, Punched Flanged L STD | INLET PUNCHED FLANGED |  |  | STD |  | Open
421576 |  | CO#1 | TESTING | Mechanical Run Test, Standard L STD | MECHANICAL RUN TEST STANDARD |  |  | STD |  | Open
421576 |  | CO#1 | MOTOR | Motor Base, T-Frame Motor L 582.00 | MOTOR BASE T FRAME MOTOR |  |  | 582.00 |  | Open
421576 |  | CO#1 |  | Percent Width (55%) L STD | PERCENT WIDTH 55% |  |  | STD |  | Open
421576 |  | CO#1 | SHAFT SEAL | Shaft Seal (Not Gas Tight) L INC | SHAFT SEAL NOT GAS TIGHT |  |  | INC |  | Open
421576 |  | CO#1 | SPARK RESISTANT | Spark Resistant Construction, AMCA Type C L 761.00 | SPARK RESISTANT CONSTRUCTION AMCA TYPE |  |  | 761.00 |  | Open
421576 |  | CO#1 |  | Warranty, Exclusive 3 Year L INC | WARRANTY EXCLUSIVE 3 YEAR |  |  | INC |  | Open
421576 |  | CO#1 |  | COMMISSION OVERRIDE # = 342-9-1655 | COMMISSION OVERRIDE # 342 9 1655 |  |  |  | Additional Features / Notes: | Open
421576 |  | CO#1 | TESTING | Run Test - Required | RUN TEST REQUIRED |  |  |  | Additional Features / Notes: | Open
421572 |  |  | UNITARY BASE | Base Fan L 19,593.00 | BASE FAN |  |  | 19,593.00 |  | Open
421572 |  |  | MOTOR, VFD | Motor C 1,823.77 66.00 315.00 2,206.00 95.00 | MOTOR | Vendor: Baldor or equivalent ; 50 HP, 1800 RPM, Enclosure: TEFC Premium ; 326T, Cast Iron, Foot Mounted, 3/60/230/460, ; F1, 1.15 SF ; Model #EM4115T-G ; VFD Suitable ; CBC Mount |  | 1,823.77 |  | Open
421572 |  |  |  | Mounting Charge L 556.00 | MOUNTING CHARGE |  |  | 556.00 |  | Open
421572 |  |  | MOTOR, V-BELT DRIVE | Drive (Max/Min RPM: 1660/1660, 4 belts: BX112, C 558.00 125.00 251.00 934.00 75.00 | DRIVE MAX MIN RPM 1660 1660 4 BELTS BX112 | Motor Sheave/Bushing: 4B5V80/B (2 1/8"), Fan ; Sheave/Bushing: 4TB86/Q1 (2 7/16"), Actual SF: ; 1.36, Actual CD: 43.87) ; Constant Speed, SF: 1.3 |  | 558.00 |  | Open
421572 |  |  | ACCESS DOOR | Access Door, Quick Clamp L 403.00 | ACCESS DOOR QUICK CLAMP | Door Location: @9:00 |  | 403.00 |  | Open
421572 |  |  | BELT GUARD, COATING | Belt Guard, Painted Safety Yellow L 1,560.00 | BELT GUARD PAINTED SAFETY YELLOW | CBC Mount ; Tach Hole in Guard: None |  | 1,560.00 |  | Open
421572 |  |  | EXTENDED LUBE | Extended Grease Fittings L 280.00 | EXTENDED GREASE FITTINGS |  |  | 280.00 |  | Open
421572 |  |  | DRAIN | Housing Drain with Plug L 129.00 | HOUSING DRAIN WITH PLUG |  |  | 129.00 |  | Open
421572 |  |  |  | Inlet Box, Bolt-on (Shipped Loose) L 3,677.00 | INLET BOX BOLT ON SHIPPED LOOSE | Bolt-On Inlet Box Position: @ 0° |  | 3,677.00 |  | Open
421572 |  |  |  | Inlet Box, Support Legs L INC | INLET BOX SUPPORT LEGS |  |  | INC |  | Open
421572 |  |  | FLANGE | Inlet, Flanged, Punched L 201.00 | INLET FLANGED PUNCHED |  |  | 201.00 |  | Open
421572 |  |  | TESTING | Mechanical Run Test, Standard L STD | MECHANICAL RUN TEST STANDARD | 421572 Green Diamond 12.5k, 12 h2o 6559 |  | STD |  | Open
421572 |  |  | FLANGE | Outlet, Flanged, Punched L 282.00 | OUTLET FLANGED PUNCHED |  |  | 282.00 |  | Open
421572 |  |  | BEARINGS, COATING | Shaft and Bearing Guard, Painted Safety Yellow L 931.00 | SHAFT AND BEARING GUARD PAINTED SAFETY YELLOW |  |  | 931.00 |  | Open
421572 |  |  | HEAVY DUTY | Wheel, Heavy Duty L 302.00 | WHEEL HEAVY DUTY |  |  | 302.00 |  | Open
421572 |  |  | LINING | Firmex Liner on Inlet Box, Inquiry Num: 300-25- L 16,742.00 | FIRMEX LINER ON INLET BOX INQUIRY NUM 300 25 |  |  | 16,742.00 |  | Open
421572 |  |  | LINING | Firmex Liners on Blades and Housing Scroll, Inquiry L 10,602.00 | FIRMEX LINERS ON BLADES AND HOUSING SCROLL INQUIRY | Num: 300-25-3241 |  | 10,602.00 |  | Open
421572 |  |  | TESTING | Run Test - Required | RUN TEST REQUIRED |  |  |  | Additional Features / Notes: | Open
421572 |  |  | MOTOR | 1648/1648 5VX1120 3 3B5V74 B 3B5V80 B 1.38 43.75 528.00 | 1648 1648 5VX1120 3 3B5V74 B 3B5V80 B | Notes: ; * Selected Drive ; Length units are inches unless otherwise noted. ; Motor conduit box in F1 position. ; Specified minimum belt service factor: 1.3 ; Center Distance range assumes adjustable base per drawing 7-2-94. |  | 1.38 |  | Open
421572 |  |  |  | 1657/1657 5VX1120 3 3B5V80 B 3B5V86 B 1.53 42.81 545.00 | 1657 1657 5VX1120 3 3B5V80 B 3B5V86 B |  |  | 1.53 |  | Open
421572 |  |  |  | *1660/1660 BX112 4 4B5V80 B 4TB86 Q1 1.36 43.87 558.00 | 1660 1660 BX112 4 4B5V80 B 4TB86 Q1 |  |  | 1.36 |  | Open
421572 |  |  |  | 1660/1660 BX112 4 4B5V80 B 4B5V86 B 1.36 43.87 559.00 | 1660 1660 BX112 4 4B5V80 B 4B5V86 B |  |  | 1.36 |  | Open
421572 |  |  |  | 1660/1660 BX112 4 4TB80 Q1 4TB86 Q1 1.36 43.87 561.00 | 1660 1660 BX112 4 4TB80 Q1 4TB86 Q1 |  |  | 1.36 |  | Open
421572 |  |  |  | 1660/1660 BX112 4 4TB80 Q1 4B5V86 B 1.36 43.87 563.00 | 1660 1660 BX112 4 4TB80 Q1 4B5V86 B |  |  | 1.36 |  | Open
421572 |  |  |  | 1630/1630 5VX1150 3 3B5V86 B 3B5V94 B 1.69 43.21 572.00 | 1630 1630 5VX1150 3 3B5V86 B 3B5V94 B |  |  | 1.69 |  | Open
421572 |  |  |  | Center Distance with allowance for install and take-up: 41.91 - 45.71 | CENTER DISTANCE WITH ALLOWANCE FOR INSTALL AND TAKE UP 41.91 |  |  | 45.71 |  | Open
421570 |  |  | UNITARY BASE | Base Fan N 1,120.00 | BASE FAN |  |  | 1,120.00 |  | Open
421570 |  |  | MOTOR, VFD | Motor C 585.33 21.00 63.00 669.00 | MOTOR | Vendor: Baldor or equivalent ; 15 HP, 3600 RPM, Enclosure: TEFC Premium ; 215TC, Rolled Steel, C-Face, With Feet, ; 3/60/230/460, F1, 1.15 SF ; Model #CEM3713T ; VFD Suitable ; CBC Mount |  | 585.33 |  | Open
421570 |  |  |  | Mounting Charge N INC | MOUNTING CHARGE |  |  | INC |  | Open
421570 |  |  |  | 4-Wall Crate for Closed Truck Only N 118.00 | 4 WALL CRATE FOR CLOSED TRUCK ONLY |  |  | 118.00 |  | Open
421570 |  |  | FLANGE | Inlet, Flanged, Standard Bolted (Inlet Dia 10") N STD | INLET FLANGED STANDARD BOLTED INLET DIA 10 |  |  | STD |  | Open
421570 |  |  | TESTING | Mechanical Run Test, Standard N STD | MECHANICAL RUN TEST STANDARD |  |  | STD |  | Open
421570 |  |  |  | Outlet, Slip N STD | OUTLET SLIP |  |  | STD |  | Open
421570 |  |  |  | Product 2,115.00 | PRODUCT |  |  | 2,115.00 |  | Open
421570 |  |  | TESTING | Run Test - Required | RUN TEST REQUIRED |  |  |  | Additional Features / Notes: | Open
421570 |  |  |  | Additional Shipping Notes: THIS ORDER NEEDS CONFIRMED | ADDITIONAL SHIPPING NOTES THIS ORDER NEEDS CONFIRMED |  |  |  | Additional Features / Notes: | Open
421570 |  |  |  | WITH A SHIP DATE WITHIN 24 HRS. | WITH A SHIP DATE WITHIN 24 HRS |  |  |  | Additional Features / Notes: | Open
421570 |  |  |  | SHIPPING INSTRUCTIONS: PLEASE | SHIPPING INSTRUCTIONS PLEASE |  |  |  | Additional Features / Notes: | Open
421570 |  |  |  | CONTACT | CONTACT |  |  |  | Additional Features / Notes: | Open
421570 |  |  |  | PLEASE SEND WEIGHTS AND DIMS | PLEASE SEND WEIGHTS AND DIMS |  |  |  | Additional Features / Notes: | Open
421570 |  |  |  | AS WELL. | AS WELL |  |  |  | Additional Features / Notes: | Open
421570 |  |  |  | IF THE SHIPMENT IS BELOW 150 | IF THE SHIPMENT IS BELOW 150 |  |  |  | Additional Features / Notes: | Open
421570 |  |  |  | LBS. CONTACT | LBS CONTACT |  |  |  | Additional Features / Notes: | Open
421570 |  |  |  | PLEASE SEND TRACKING TO THE | PLEASE SEND TRACKING TO THE |  |  |  | Additional Features / Notes: | Open
421570 |  |  |  | ABOVE EMAIL AFTER. | ABOVE EMAIL AFTER |  |  |  | Additional Features / Notes: | Open
421563 |  |  | UNITARY BASE | Base Fan L 19,522.00 | BASE FAN |  |  | 19,522.00 |  | Open
421563 |  |  | BEARINGS, MOTOR, VIBRATION ISOLATION | Motor (ABB Motors Quote #1101214759 C 5,386.17 215.00 896.00 6,497.00 269.00 | MOTOR ABB MOTORS QUOTE #1101214759 | Model #EM4400T-G, 100 HP, 1785 RPM, 3PH, ; 60HZ, 405T, A40064M, TEFC ; M2F Add Isolated Bearings for NEMA 404 to 405 ; M15B Replace Nameplate - RR# 10) ; Vendor: ABB ; 100 HP, 1800 RPM, Enclosure: TEFC Premium ; 405T, Cast Iron, Foot Mounted, 3/60/230/460, ; F1, 1.15 SF |  | 5,386.17 |  | Open
421563 |  |  |  | Mounting Charge L INC | MOUNTING CHARGE |  |  | INC |  | Open
421563 |  |  | ACCESS DOOR | Access Door, Quick Clamp L 694.00 | ACCESS DOOR QUICK CLAMP | Door Location: @9:00 |  | 694.00 |  | Open
421563 |  |  | EXTENDED LUBE | Extended Grease Fittings L 271.00 | EXTENDED GREASE FITTINGS |  |  | 271.00 |  | Open
421563 |  |  | DRAIN | Housing Drain with Plug L 126.00 | HOUSING DRAIN WITH PLUG |  |  | 126.00 |  | Open
421563 |  |  |  | Inlet Box, Bolt-on (Shipped Loose) L 5,834.00 | INLET BOX BOLT ON SHIPPED LOOSE | Bolt-On Inlet Box Position: @ 0° |  | 5,834.00 |  | Open
421563 |  |  | FLANGE | Inlet, Flanged, Punched L 1,358.00 | INLET FLANGED PUNCHED |  |  | 1,358.00 |  | Open
421563 |  |  |  | Lifting Lugs L INC | LIFTING LUGS |  |  | INC |  | Open
421563 |  |  | TESTING | Mechanical Run Test, Standard L STD | MECHANICAL RUN TEST STANDARD |  |  | STD |  | Open
421563 |  |  | FLANGE | Outlet, Flanged, Punched L 876.00 | OUTLET FLANGED PUNCHED |  |  | 876.00 |  | Open
421563 |  |  |  | Percent Width (103%) (105% Width, Inquiry Num: L 1,374.00 | PERCENT WIDTH 103% 105% WIDTH INQUIRY NUM |  |  | 1,374.00 |  | Open
421563 |  |  | SHAFT SEAL | Shaft Seal (Not Gas Tight) L 808.00 | SHAFT SEAL NOT GAS TIGHT |  |  | 808.00 |  | Open
421563 |  |  | STAINLESS STEEL | Stainless steel nameplate L 88.00 | STAINLESS STEEL NAMEPLATE |  |  | 88.00 |  | Open
421563 |  |  |  | Warranty, Exclusive 3 Year L INC | WARRANTY EXCLUSIVE 3 YEAR |  |  | INC |  | Open
421563 |  |  | DAMPER | Outlet Damper, Opposed Blade, Manual with L 10,315.00 | OUTLET DAMPER OPPOSED BLADE MANUAL WITH | 421563 Honeyville Tam/Schiff Project 19776 ; Locking Quadrant (CBC Mounted), Inquiry Num: |  | 10,315.00 |  | Open
421563 |  |  | TESTING | Run Test - Required | RUN TEST REQUIRED |  |  |  | Additional Features / Notes: | Open
421549 |  |  | UNITARY BASE | Base Fan N 897.00 | BASE FAN |  |  | 897.00 |  | Open
421549 |  |  | MOTOR, VFD | Motor C 276.05 10.00 30.00 316.00 | MOTOR | Vendor: Baldor or equivalent ; 5 HP, 3600 RPM, Enclosure: TEFC Premium ; 184TC, Rolled Steel, C-Face, With Feet, ; 3/60/230/460, F1, 1.15 SF ; Model #CEM3613T, PN 06-6-0019-10 ; VFD Suitable ; CBC Mount |  | 276.05 |  | Open
421549 |  |  |  | Mounting Charge N INC | MOUNTING CHARGE |  |  | INC |  | Open
421549 |  |  | SCREEN | Inlet Screen, (Inlet Dia 7") N 49.00 | INLET SCREEN INLET DIA 7 |  |  | 49.00 |  | Open
421549 |  |  |  | Inlet, Slip N STD | INLET SLIP |  |  | STD |  | Open
421549 |  |  | TESTING | Mechanical Run Test, Standard N STD | MECHANICAL RUN TEST STANDARD |  |  | STD |  | Open
421549 |  |  | FLANGE | Outlet, Flanged, Punched, Bolted N 64.00 | OUTLET FLANGED PUNCHED BOLTED |  |  | 64.00 |  | Open
421549 |  |  | FLANGE | Outlet Flange, ANSI 150 Bolt Pattern, Inquiry Num: N 272.00 | OUTLET FLANGE ANSI 150 BOLT PATTERN INQUIRY NUM |  |  | 272.00 |  | Open
421549 |  |  | TESTING | Run Test - Required | RUN TEST REQUIRED |  |  |  | Additional Features / Notes: | Open
421545 |  |  | UNITARY BASE | Base Fan L 19,296.00 | BASE FAN |  |  | 19,296.00 |  | Open
421545 |  |  | BEARINGS, HIGH TEMPERATURE, INSULATION, MOTOR, VFD | Motor (ABB Custom Motor with a Shaft Grounding C 11,936.00 477.00 1,986.00 14,399.00 596.00 | MOTOR ABB CUSTOM MOTOR WITH A SHAFT GROUNDING | Ring, Insulated Bearing, High Temperature Grease, ; Space Heater (120V), Class H Insulation, and F1 ; Conduit Box Location ; MACCUSTOMMOTOR) ; Vendor: ABB ; 100 HP, 1800 RPM, Enclosure: TEFC Premium ; 405T, Cast Iron, Foot Mounted, 3/60/460, F1, ; 1.0 SF ; VFD Controlled |  | 11,936.00 |  | Open
421545 |  |  |  | Mounting Charge L INC | MOUNTING CHARGE |  |  | INC |  | Open
421545 |  |  | ACCESS DOOR | Access Door, Bolted L 615.00 | ACCESS DOOR BOLTED | Door Location: @9:00 |  | 615.00 |  | Open
421545 |  |  | 3D STEP DRAWINGS | Include 3D STEP Drawings L NC | INCLUDE 3D STEP DRAWINGS |  |  | NC |  | Open
421545 |  |  | FLANGE, INLET VANES | Inlet, Flanged, Punched (without IVC) L 1,208.00 | INLET FLANGED PUNCHED WITHOUT IVC |  |  | 1,208.00 |  | Open
421545 |  |  |  | Lifting Lugs L STD | LIFTING LUGS |  |  | STD |  | Open
421545 |  |  | TESTING | Mechanical Run Test, Standard L STD | MECHANICAL RUN TEST STANDARD |  |  | STD |  | Open
421545 |  |  | FLANGE | Outlet, Flanged, Punched L STD | OUTLET FLANGED PUNCHED |  |  | STD |  | Open
421545 |  |  |  | Percent Width (110.6%) (110% Width, Inquiry L 1,086.00 | PERCENT WIDTH 110.6% 110% WIDTH INQUIRY | Num: 475-26-1356) |  | 1,086.00 |  | Open
421545 |  |  | SHAFT SEAL | Shaft Seal (Not Gas Tight) L 145.00 | SHAFT SEAL NOT GAS TIGHT |  |  | 145.00 |  | Open
421545 |  |  |  | Warranty, Exclusive 3 Year L INC | WARRANTY EXCLUSIVE 3 YEAR |  |  | INC |  | Open
421545 |  |  |  | Assemble Fan without Caulk on Inlet Cone, Inquiry L | ASSEMBLE FAN WITHOUT CAULK ON INLET CONE INQUIRY | Num: 19-24-1984 |  |  |  | Open
421545 |  |  |  | Custom Rotating Ring Control Arm Hole Size of L 500.00 | CUSTOM ROTATING RING CONTROL ARM HOLE SIZE OF | 1/2'', Inquiry Num: 475-26-1356 |  | 500.00 |  | Open
421545 |  |  |  | Foundation Template, Inquiry Num: 475-26-1356 L 644.00 | FOUNDATION TEMPLATE INQUIRY NUM 475 26 1356 |  |  | 644.00 |  | Open
421545 |  |  | FLANGE | Size 3612 - Match Original Outlet Flange and L 500.00 | SIZE 3612 MATCH ORIGINAL OUTLET FLANGE AND | Foundation Hole Size, Inquiry Num: 19-24-1984 |  | 500.00 |  | Open
421545 |  |  | INLET VANES | Size 3612 Low Leak IVC with rotating ring arm only L 3,469.00 | SIZE 3612 LOW LEAK IVC WITH ROTATING RING ARM ONLY | @ 12 o'clock when viewed from the inlet side., ; Inquiry Num: 9-10-2525A |  | 3,469.00 |  | Open
421545 |  |  | V-BELT DRIVE | Wheel with Taper Lock Bushing (2-7/8'' Bore), L 754.00 | WHEEL WITH TAPER LOCK BUSHING 2 7 8 BORE | Inquiry Num: 19-20-1951 |  | 754.00 |  | Open
421545 |  |  |  | Check if inquiry 19-24-1984 is included on the order. Add if not included. | CHECK IF INQUIRY 19 24 1984 IS INCLUDED ON THE ORDER ADD IF NOT INCLUDED |  |  |  | Additional Features / Notes: | Open
421545 |  |  | TESTING | Run Test - Required | RUN TEST REQUIRED |  |  |  | Additional Features / Notes: | Open
421545 |  |  |  | Additional Shipping Notes: IMPORTANT – DELIVERY RESTRICTION: Customer cannot receive any single skid | ADDITIONAL SHIPPING NOTES IMPORTANT DELIVERY RESTRICTION CUSTOMER CANNOT RECEIVE ANY SINGLE SKID |  |  |  | Additional Features / Notes: | Open
421545 |  |  |  | >1,000 lbs after 3:00 PM EST. Please schedule delivery prior to 3:00 PM. | 1 000 LBS AFTER 3 00 PM EST PLEASE SCHEDULE DELIVERY PRIOR TO 3 00 PM |  |  |  | Additional Features / Notes: | Open
421538 |  |  | UNITARY BASE | Base Fan L 7,072.00 | BASE FAN |  |  | 7,072.00 |  | Open
421538 |  |  | MOTOR | Motor (0202XDSB41A-P with Frame Space Heater C 1,621.67 65.00 280.00 1,967.00 84.00 | MOTOR 0202XDSB41A P WITH FRAME SPACE HEATER | Voltage: 120V Single Phase ; Wiring: Space Heater Leads Wired to 1/2" NPT ; Condulet Outside Main T-Box) ; Vendor: Toshiba ; 20 HP, 3600 RPM, Enclosure: TEFC Premium ; 256T, Cast Iron, Foot Mounted, 3/60/230/460, ; F1, 1.15 SF ; exception to 6.7.3.1.11.1 for vacuum pressure ; impregnation. Toshiba low voltage motors are ; dip and bake and VPI is not available on this |  | 1,621.67 |  | Open
421538 |  |  |  | Mounting Charge L INC | MOUNTING CHARGE |  |  | INC |  | Open
421538 |  |  | DRAIN | Housing Drain with Plug L 126.00 | HOUSING DRAIN WITH PLUG |  |  | 126.00 |  | Open
421538 |  |  | 3D STEP DRAWINGS | Include 3D STEP Drawings L NC | INCLUDE 3D STEP DRAWINGS |  |  | NC |  | Open
421538 |  |  | FLANGE | Inlet, Flanged, Punched L 112.00 | INLET FLANGED PUNCHED |  |  | 112.00 |  | Open
421538 |  |  | TESTING | Mechanical Run Test, Standard L STD | MECHANICAL RUN TEST STANDARD |  |  | STD |  | Open
421538 |  |  |  | Outlet Volume Control, Manual L 621.00 | OUTLET VOLUME CONTROL MANUAL |  |  | 621.00 |  | Open
421538 |  |  | FLANGE | Outlet, Flanged, Punched L STD | OUTLET FLANGED PUNCHED |  |  | STD |  | Open
421538 |  |  | SHAFT SEAL | Shaft Seal (Not Gas Tight) L 143.00 | SHAFT SEAL NOT GAS TIGHT |  |  | 143.00 |  | Open
421538 |  |  | STAINLESS STEEL | Stainless steel nameplate L 88.00 | STAINLESS STEEL NAMEPLATE |  |  | 88.00 |  | Open
421538 |  |  |  | Warranty, Exclusive 3 Year L INC | WARRANTY EXCLUSIVE 3 YEAR |  |  | INC |  | Open
421538 |  |  |  | Wheel, Aluminium L STD | WHEEL ALUMINIUM |  |  | STD |  | Open
421538 |  |  |  | 7 ga housing thickness, Inquiry Num: 352-26-104 L 1,165.00 | GA HOUSING THICKNESS INQUIRY NUM 352 26 104 |  | 7 | 1,165.00 |  | Open
421538 |  |  | SILENCER | VAW SILENCER 8VRSB-S11 TO MEET 82 DBA AT 3 C 1,850.00 296.00 2,146.00 89.00 | VAW SILENCER 8VRSB S11 TO MEET 82 DBA AT 3 | FT. PER VAW DWG. ; FORNEY PART # B10338BLOSIL ; Vendor: VAW Systems ; Ship Direct ; Product: Inlet Silencer |  | 1,850.00 |  | Open
421538 |  |  |  | VAW VFS-2R-4 FILTER BOX PER DWG. C 2,210.00 354.00 2,564.00 106.00 | VAW VFS 2R 4 FILTER BOX PER DWG | FORNEY PART # B10338BBLOFILTER ; Vendor: VAW Systems ; Ship Direct ; Product: Filter ; AT 3 FT. PER VAW DWG. ; FORNEY PART # B10338BLOSIL: 9 Weeks ; FORNEY PART # B10338BBLOFILTER: 0 Working Days |  | 2,210.00 |  | Open
421538 |  |  |  | - order is approved as per original configuration provided in the un certified preliminary drawings. no major changes shall be made | ORDER IS APPROVED AS PER ORIGINAL CONFIGURATION PROVIDED IN THE UN CERTIFIED PRELIMINARY DRAWINGS NO MAJOR CHANGES SHALL BE MADE |  |  |  | Additional Features / Notes: | Open
421538 |  |  |  | without informing Forney Corporation. | WITHOUT INFORMING FORNEY CORPORATION |  |  |  | Additional Features / Notes: | Open
421538 |  |  |  | .***PLEASE SHIP ASAP VIA FEDEX GROUND ACCT#075216831 | PLEASE SHIP ASAP VIA FEDEX GROUND ACCT#075216831 |  |  |  | Additional Features / Notes: | Open
421538 |  |  |  | IF SHIPMENT WEIGHTS MORE THAN150LBS PLEASE-Please contact Forney Logistics team at | IF SHIPMENT WEIGHTS MORE THAN150LBS PLEASE PLEASE CONTACT FORNEY LOGISTICS TEAM AT |  |  |  | Additional Features / Notes: | Open
421538 |  |  |  | with the following information: | WITH THE FOLLOWING INFORMATION |  |  |  | Additional Features / Notes: | Open
421538 |  |  |  | Pick-up address/ Pick-up date/ Contact info (Name, Phone and Email address) | PICK UP ADDRESS PICK UP DATE CONTACT INFO NAME PHONE AND EMAIL ADDRESS |  |  |  | Additional Features / Notes: | Open
421538 |  |  |  | Shipment reference number (Forney PO’s)/ Description of commodities/ Packing Style: (Box, Crate, | SHIPMENT REFERENCE NUMBER FORNEY PO S DESCRIPTION OF COMMODITIES PACKING STYLE BOX CRATE |  |  |  | Additional Features / Notes: | Open
421538 |  |  |  | Bundle, etc.) | BUNDLE ETC |  |  |  | Additional Features / Notes: | Open
421538 |  |  |  | Weight/ Dimensions/ Special Instructions: | WEIGHT DIMENSIONS SPECIAL INSTRUCTIONS |  |  |  | Additional Features / Notes: | Open
421538 |  |  |  | ***LABEL REQUIRED ON EACH ITEM: | LABEL REQUIRED ON EACH ITEM |  |  |  | Additional Features / Notes: | Open
421538 |  |  |  | Supplier Name/ Forney PO/ Forney PN, Description , Qty, UoM and Country of Origin of each ITEM | SUPPLIER NAME FORNEY PO FORNEY PN DESCRIPTION QTY UOM AND COUNTRY OF ORIGIN OF EACH ITEM |  |  |  | Additional Features / Notes: | Open
421538 |  |  |  | 421538 B10338 806053 | 421538 B10338 806053 |  |  |  | Additional Features / Notes: | Open
421538 |  |  |  | contained in the shipment | CONTAINED IN THE SHIPMENT |  |  |  | Additional Features / Notes: | Open
421538 |  |  | TESTING | Run Test - Required | RUN TEST REQUIRED |  |  |  | Additional Features / Notes: | Open
421538 |  |  |  | Order is shipping overseas; verify order is complete. For parts orders verify counts and sign off on inspection/crate report. | ORDER IS SHIPPING OVERSEAS VERIFY ORDER IS COMPLETE FOR PARTS ORDERS VERIFY COUNTS AND SIGN OFF ON INSPECTION CRATE REPORT |  |  |  | Additional Features / Notes: | Open
421538 |  |  |  | Description required on invoice: --- B10338BLO BLOWER, CHICAGO K4-D53 ARR 4 UB CW, 20 HP BLOWER - $5,977 | DESCRIPTION REQUIRED ON INVOICE B10338BLO BLOWER CHICAGO K4 D53 ARRANGEMENT 4 UB CW 20 HP BLOWER |  |  | $5,977 |  | Open
421538 |  |  | SILENCER | --- B10338BLOSIL, VAW SILENCER 8VRSB-S11 - $2,093 | B10338BLOSIL VAW SILENCER 8VRSB S11 |  |  | $2,093 |  | Open
421538 |  |  | SCREEN | --- B10338BLOFILTER, VAW FILTER BOX VFS-2R-4 - $2,618 | B10338BLOFILTER VAW FILTER BOX VFS 2R 4 |  |  | $2,618 |  | Open
421536 |  |  | UNITARY BASE | Base Fan L 26,505.00 | BASE FAN |  |  | 26,505.00 |  | Open
421536 |  |  | BEARINGS, INSULATION, MOTOR | Motor (Dietz 100 HP, 1800 RPM, TEAO Enclosed C 9,561.00 382.00 1,591.00 11,534.00 477.00 | MOTOR DIETZ 100 HP 1800 RPM TEAO ENCLOSED | Motor ; Louis Allis premium efficient electric motor ; Insulated bearings DE 6316, NDE 6313 ; PN# LAM100-18-405TCD47) ; Vendor: Dietz ; 100 HP, 1800 RPM, Enclosure: TEAO Premium ; 405TC, Cast Iron, C-Face, No Feet, ; 3/60/230/460, F1, 1.15 SF |  | 9,561.00 |  | Open
421536 |  |  |  | Mounting Charge L INC | MOUNTING CHARGE |  |  | INC |  | Open
421536 |  |  | TESTING | Mechanical Run Test, Standard L STD | MECHANICAL RUN TEST STANDARD |  |  | STD |  | Open
421536 |  |  | MOTOR | Motor Conduit Box Location L STD | MOTOR CONDUIT BOX LOCATION | Viewed from Outlet: @12:00 |  | STD |  | Open
421536 |  |  |  | Mounting Feet, Standard L 1,208.00 | MOUNTING FEET STANDARD |  |  | 1,208.00 |  | Open
421536 |  |  |  | Tie Rod Support L 593.00 | TIE ROD SUPPORT |  |  | 593.00 |  | Open
421536 |  |  |  | Warranty, Exclusive 3 Year L INC | WARRANTY EXCLUSIVE 3 YEAR | 421536 AC02 American Dream 77937 |  | INC |  | Open
421536 |  |  | TESTING | Run Test - Required | RUN TEST REQUIRED |  |  |  | Additional Features / Notes: | Open
421533 |  |  | MOTOR | Base Fan (Base Fan, Arrangement 4, Suitable for L 47,490.00 | BASE FAN BASE FAN ARRANGEMENT 4 SUITABLE FOR | 364T Motor Frame, Inquiry Num: 339-26-283) |  | 47,490.00 |  | Open
421533 |  |  | MOTOR | Motor (ECP84314T-4, IEEE 841) C 3,479.20 139.00 579.00 4,197.00 174.00 | MOTOR ECP84314T 4 IEEE 841 | Vendor: Baldor/Reliance ; 60 HP, 1800 RPM, Enclosure: TEFC Premium ; 364T, Cast Iron, Foot Mounted, 3/60/230/460, ; F1, 1.15 SF |  | 3,479.20 |  | Open
421533 |  |  | MOTOR | Motor Mounting Charge, Mounting Charge L | MOTOR MOUNTING CHARGE MOUNTING CHARGE | (Inquiry Num: 339-26-283) |  |  |  | Open
421533 |  |  | TESTING | Mechanical Run Test, Standard L STD | MECHANICAL RUN TEST STANDARD |  |  | STD |  | Open
421533 |  |  |  | Warranty, Exclusive 3 Year L INC | WARRANTY EXCLUSIVE 3 YEAR |  |  | INC |  | Open
421533 |  |  |  | Wheel, Aluminium L STD | WHEEL ALUMINIUM |  |  | STD |  | Open
421533 |  |  | 3D STEP DRAWINGS | Include 3D STEP Drawings, Inquiry Num: 339-26- L | INCLUDE 3D STEP DRAWINGS INQUIRY NUM 339 26 |  |  |  |  | Open
421533 |  |  | FLANGE | Inlet, Flanged, Punched, Inquiry Num: 339-26-283 L 200.00 | INLET FLANGED PUNCHED INQUIRY NUM 339 26 283 |  |  | 200.00 |  | Open
421533 |  |  |  | Lifting Lugs, Inquiry Num: 339-26-283 L 1,022.00 | LIFTING LUGS INQUIRY NUM 339 26 283 |  |  | 1,022.00 |  | Open
421533 |  |  |  | Outlet Volume Control, Manual, Inquiry Num: 339- L 741.00 | OUTLET VOLUME CONTROL MANUAL INQUIRY NUM 339 |  |  | 741.00 |  | Open
421533 |  |  | FLANGE | Outlet, Flanged, Punched, Inquiry Num: 339-26-283 L | OUTLET FLANGED PUNCHED INQUIRY NUM 339 26 283 |  |  |  |  | Open
421533 |  |  | SHAFT SEAL | Shaft Seal (Not Gas Tight), Inquiry Num: 339-26- L 263.00 | SHAFT SEAL NOT GAS TIGHT INQUIRY NUM 339 26 |  |  | 263.00 |  | Open
421533 |  |  | FLEX CONNECTOR | Inlet Circular Flex Connector C 1,210.00 125.00 214.00 1,549.00 64.00 | INLET CIRCULAR FLEX CONNECTOR | System Tag: 339-26-1879 ; Tag: 339-26-1879 ; Model: FLX-CFHE-08-050-000-13 ; Unit Wt: 58 lbs ; Vendor: VAW ; Ship Direct ; Product: Flex Connector |  | 1,210.00 |  | Open
421533 |  |  | FLEX CONNECTOR | Outlet Circular Flex Connector C 981.00 125.00 209.00 1,315.00 63.00 | OUTLET CIRCULAR FLEX CONNECTOR | System Tag: 339-26-1879 ; Tag: 339-26-1879 ; Model: FLX-CSHE-08-050-000-14 ; Unit Wt: 44 lbs ; Vendor: VAW ; Ship Direct ; Product: Flex Connector ; System Tag: 339-26-1879 ; Tag: 339-26-1879 ; Model: FLX-CSHE-08-050-000-14 |  | 981.00 |  | Open
421533 |  |  |  | HOT ORDER! | HOT ORDER |  |  |  | Additional Features / Notes: | Open
421533 |  |  | TESTING | Run Test - Required | RUN TEST REQUIRED |  |  |  | Additional Features / Notes: | Open
421522 |  | CO#1 | UNITARY BASE | Base Fan L 3,588.00 | BASE FAN |  |  | 3,588.00 |  | Open
421522 |  | CO#1 | MOTOR, VFD | Motor C 819.07 30.00 142.00 990.00 43.00 | MOTOR | Vendor: Baldor or equivalent ; 15 HP, 3600 RPM, Enclosure: TEFC Premium ; 254TC, Cast Iron, C-Face, With Feet, ; 3/60/230/460, F1, 1.15 SF ; Model #CEM2394T ; VFD Suitable ; CBC Mount |  | 819.07 |  | Open
421522 |  | CO#1 |  | Mounting Charge L INC | MOUNTING CHARGE |  |  | INC |  | Open
421522 |  | CO#1 |  | Housing, Universal Housing L 75.00 | HOUSING UNIVERSAL HOUSING |  |  | 75.00 |  | Open
421522 |  | CO#1 | FLANGE | Inlet, Punched Flanged L STD | INLET PUNCHED FLANGED |  |  | STD |  | Open
421522 |  | CO#1 | TESTING | Mechanical Run Test, Standard L STD | MECHANICAL RUN TEST STANDARD |  |  | STD |  | Open
421522 |  | CO#1 | STAINLESS STEEL | Stainless steel nameplate L 88.00 | STAINLESS STEEL NAMEPLATE |  |  | 88.00 |  | Open
421522 |  | CO#1 |  | Warranty, Exclusive 3 Year L INC | WARRANTY EXCLUSIVE 3 YEAR |  |  | INC |  | Open
421522 |  | CO#1 |  | Wheel without stiffener rings, Inquiry Num: 295-25- L 740.00 | WHEEL WITHOUT STIFFENER RINGS INQUIRY NUM 295 25 | 421522 15 HP Fan 1024 |  | 740.00 |  | Open
421522 |  | CO#1 |  | Inlet Direction: Vertical Inlet Up | INLET DIRECTION VERTICAL INLET UP |  |  |  | Additional Features / Notes: | Open
421522 |  | CO#1 | TESTING | Run Test - Required | RUN TEST REQUIRED |  |  |  | Additional Features / Notes: | Open
421521 |  | CO#2 | UNITARY BASE | Base Fan L 3,588.00 | BASE FAN |  |  | 3,588.00 |  | Open
421521 |  | CO#2 | MOTOR, VFD | Motor C 380.79 14.00 95.00 490.00 28.00 | MOTOR | Vendor: Baldor or equivalent ; 5 HP, 3600 RPM, Enclosure: TEFC Premium ; 184TC, Cast Iron, C-Face, With Feet, ; 3/60/230/460, F1, 1.15 SF ; Model #CEM3663T ; VFD Suitable ; CBC Mount |  | 380.79 |  | Open
421521 |  | CO#2 |  | Mounting Charge L INC | MOUNTING CHARGE |  |  | INC |  | Open
421521 |  | CO#2 |  | Housing, Universal Housing L 75.00 | HOUSING UNIVERSAL HOUSING |  |  | 75.00 |  | Open
421521 |  | CO#2 | FLANGE | Inlet, Punched Flanged L STD | INLET PUNCHED FLANGED |  |  | STD |  | Open
421521 |  | CO#2 | TESTING | Mechanical Run Test, Standard L STD | MECHANICAL RUN TEST STANDARD |  |  | STD |  | Open
421521 |  | CO#2 |  | Percent Width (40.6%) L STD | PERCENT WIDTH 40.6% |  |  | STD |  | Open
421521 |  | CO#2 | STAINLESS STEEL | Stainless steel nameplate L 88.00 | STAINLESS STEEL NAMEPLATE |  |  | 88.00 |  | Open
421521 |  | CO#2 |  | Warranty, Exclusive 3 Year L INC | WARRANTY EXCLUSIVE 3 YEAR |  |  | INC |  | Open
421521 |  | CO#2 |  | Wheel without stiffener rings, Inquiry Num: 295-26- L | WHEEL WITHOUT STIFFENER RINGS INQUIRY NUM 295 26 |  |  |  |  | Open
421521 |  | CO#2 |  | Product 2,404.00 | PRODUCT | 421521 5 HP Fan 1024 |  | 2,404.00 |  | Open
421521 |  | CO#2 |  | Inlet Direction: Vertical Inlet Up | INLET DIRECTION VERTICAL INLET UP |  |  |  | Additional Features / Notes: | Open
421521 |  | CO#2 | TESTING | Run Test - Required | RUN TEST REQUIRED |  |  |  | Additional Features / Notes: | Open
421520 |  | CO#1 | UNITARY BASE | Base Fan L 3,588.00 | BASE FAN |  |  | 3,588.00 |  | Open
421520 |  | CO#1 | MOTOR, VFD | Motor C 532.57 19.00 132.00 685.00 40.00 | MOTOR | Vendor: Baldor or equivalent ; 10 HP, 3600 RPM, Enclosure: TEFC Premium ; 215TC, Cast Iron, C-Face, With Feet, ; 3/60/230/460, F1, 1.15 SF ; Model #CEM3771T ; VFD Suitable ; CBC Mount |  | 532.57 |  | Open
421520 |  | CO#1 |  | Mounting Charge L INC | MOUNTING CHARGE |  |  | INC |  | Open
421520 |  | CO#1 |  | Housing, Universal Housing L 75.00 | HOUSING UNIVERSAL HOUSING |  |  | 75.00 |  | Open
421520 |  | CO#1 | FLANGE | Inlet, Punched Flanged L STD | INLET PUNCHED FLANGED |  |  | STD |  | Open
421520 |  | CO#1 | TESTING | Mechanical Run Test, Standard L STD | MECHANICAL RUN TEST STANDARD |  |  | STD |  | Open
421520 |  | CO#1 |  | Percent Width (77.3%) L STD | PERCENT WIDTH 77.3% |  |  | STD |  | Open
421520 |  | CO#1 | STAINLESS STEEL | Stainless steel nameplate L 88.00 | STAINLESS STEEL NAMEPLATE |  |  | 88.00 |  | Open
421520 |  | CO#1 |  | Warranty, Exclusive 3 Year L INC | WARRANTY EXCLUSIVE 3 YEAR |  |  | INC |  | Open
421520 |  | CO#1 |  | Wheel without stiffener rings, Inquiry Num: 295-26- L 740.00 | WHEEL WITHOUT STIFFENER RINGS INQUIRY NUM 295 26 | 421520 10hp Fan 1024 |  | 740.00 |  | Open
421520 |  | CO#1 |  | Inlet Direction: Vertical Inlet Up | INLET DIRECTION VERTICAL INLET UP |  |  |  | Additional Features / Notes: | Open
421520 |  | CO#1 | TESTING | Run Test - Required | RUN TEST REQUIRED |  |  |  | Additional Features / Notes: | Open
421519 |  |  | UNITARY BASE | Base Fan L 7,678.00 | BASE FAN |  |  | 7,678.00 |  | Open
421519 |  |  | BEARINGS, MOTOR | Motor (Dietz ABB C 10,425.00 417.00 1,735.00 12,577.00 521.00 | MOTOR DIETZ ABB | 20/5HP, 3600/1800RPM, 256TC Frame, 3PH, 60HZ, ; TEAO Encl, Cls F Ins, Nema Des B, 1.15SF, 40C ; Ambient, Cont, ; Duty, Cls B Rise, Regreasable Bearings, Cast Iron ; Construction, ; Warranty 3 years, S.S. Nameplate, Chicago Blower ; Design 47, ; Class 1 Groups B,C,D, Division 2, T3 Temp Code, ; Two Speed One Winding, Variable Torque, CBC ; Design 47, |  | 10,425.00 |  | Open
421519 |  |  |  | Mounting Charge L INC | MOUNTING CHARGE |  |  | INC |  | Open
421519 |  |  | FLANGE | Flange Reinforcing Gussets L 637.00 | FLANGE REINFORCING GUSSETS | Location: Non-Wheel End Flanges (Outlet ; Flange) |  | 637.00 |  | Open
421519 |  |  | 3D STEP DRAWINGS | Include 3D STEP Drawings L NC | INCLUDE 3D STEP DRAWINGS |  |  | NC |  | Open
421519 |  |  | SCREEN | Inlet Wire Screen Guard, Mounted to Bell L 776.00 | INLET WIRE SCREEN GUARD MOUNTED TO BELL |  |  | 776.00 |  | Open
421519 |  |  |  | Inlet, Bell L 656.00 | INLET BELL | 421519 CB 526-11 4501106294 |  | 656.00 |  | Open
421519 |  |  | TESTING | Mechanical Run Test, Standard L STD | MECHANICAL RUN TEST STANDARD |  |  | STD |  | Open
421519 |  |  | MOTOR | Motor Conduit Box Location L STD | MOTOR CONDUIT BOX LOCATION | Viewed from Outlet: @12:00 |  | STD |  | Open
421519 |  |  |  | Mounting Lugs, Flare L 360.00 | MOUNTING LUGS FLARE |  |  | 360.00 |  | Open
421519 |  |  | STAINLESS STEEL | Stainless steel nameplate L 88.00 | STAINLESS STEEL NAMEPLATE |  |  | 88.00 |  | Open
421519 |  |  |  | Warranty, Exclusive 3 Year L INC | WARRANTY EXCLUSIVE 3 YEAR |  |  | INC |  | Open
421519 |  |  |  | Shrink Wrap (up to size 6650 with mounting lugs L 457.00 | SHRINK WRAP UP TO SIZE 6650 WITH MOUNTING LUGS | and 5414 with mounting feet), Inquiry Num: 253- |  | 457.00 |  | Open
421519 |  |  |  | Slow Pay Addition N 174.00 | SLOW PAY ADDITION |  |  | 174.00 |  | Open
421519 |  |  |  | Prints: | PRINTS |  |  |  | Additional Features / Notes: | Open
421519 |  |  |  | Job Name: CTI 9154230-PF | JOB NAME CTI 9154230 PF |  |  |  | Additional Features / Notes: | Open
421519 |  |  |  | Location: CTI Tulsa Packing | LOCATION CTI TULSA PACKING |  |  |  | Additional Features / Notes: | Open
421519 |  |  | MOTOR | CBC to show fan plus accessory weight, motor weight and total assembled weight on the fan drawing. | CBC TO SHOW FAN PLUS ACCESSORY WEIGHT MOTOR WEIGHT AND TOTAL ASSEMBLED WEIGHT ON THE FAN DRAWING |  |  |  | Additional Features / Notes: | Open
421519 |  |  |  | Includes Slow Pay Addition | INCLUDES SLOW PAY ADDITION |  |  |  | Additional Features / Notes: | Open
421519 |  |  | TESTING | Run Test - Required | RUN TEST REQUIRED |  |  |  | Additional Features / Notes: | Open
421517 |  |  | UNITARY BASE | Base Fan L 9,928.00 | BASE FAN |  |  | 9,928.00 |  | Open
421517 |  |  | MOTOR, VFD | Motor C 1,886.83 69.00 326.00 2,282.00 98.00 | MOTOR | Vendor: Baldor or equivalent ; 50 HP, 3600 RPM, Enclosure: TEFC Premium ; 326TS, Cast Iron, Foot Mounted, 3/60/230/460, ; F1, 1.15 SF ; Model #EM4114T-G ; VFD Suitable ; CBC Mount |  | 1,886.83 |  | Open
421517 |  |  |  | Mounting Charge L INC | MOUNTING CHARGE |  |  | INC |  | Open
421517 |  |  | ACCESS DOOR | Access Door, Quick Clamp L 416.00 | ACCESS DOOR QUICK CLAMP | Door Location: @9:00 |  | 416.00 |  | Open
421517 |  |  | EXTENDED LUBE | Extended Grease Fittings L 271.00 | EXTENDED GREASE FITTINGS |  |  | 271.00 |  | Open
421517 |  |  | DRAIN | Housing Drain with Plug L 126.00 | HOUSING DRAIN WITH PLUG |  |  | 126.00 |  | Open
421517 |  |  | FLANGE | Inlet, Flanged, Punched L 615.00 | INLET FLANGED PUNCHED |  |  | 615.00 |  | Open
421517 |  |  |  | Lifting Lugs L INC | LIFTING LUGS |  |  | INC |  | Open
421517 |  |  | TESTING | Mechanical Run Test, Standard L STD | MECHANICAL RUN TEST STANDARD |  |  | STD |  | Open
421517 |  |  | FLANGE | Outlet, Flanged, Punched L 529.00 | OUTLET FLANGED PUNCHED |  |  | 529.00 |  | Open
421517 |  |  |  | Percent Width (83.1%) L INC | PERCENT WIDTH 83.1% |  |  | INC |  | Open
421517 |  |  |  | Warranty, Exclusive 3 Year L INC | WARRANTY EXCLUSIVE 3 YEAR |  |  | INC |  | Open
421517 |  |  | TESTING | Run Test - Required | RUN TEST REQUIRED |  |  |  | Additional Features / Notes: | Open
421515 |  |  | UNITARY BASE | Base Fan L 5,360.00 | BASE FAN |  |  | 5,360.00 |  | Open
421515 |  |  | BEARINGS, INSULATION, MOTOR, VFD | Motor (WEG W22 NEMA Premium Efficiency 7.5 HP C 897.54 27.00 209.00 1,134.00 63.00 | MOTOR WEG W22 NEMA PREMIUM EFFICIENCY 7.5 HP | 4P 213/5T 3Ph 230/460//380 V 60//50 Hz IC411 - ; TEFC - Foot-mounted Catalog Number: ; 00718ET3E213T-W22 ¦ Product: 11723875 w/ Mod ; N10 (NP Change) Mod M20 customer Tag BM-1703 ; and Mod B220 insulated NDE bearing.) ; Vendor: Weg ; 7.5 HP, 1800 RPM, Enclosure: TEFC ; 213T, Cast Iron, Foot Mounted, 3/60/460, F1, ; 1.15 SF ; VFD Controlled |  | 897.54 |  | Open
421515 |  |  |  | Mounting Charge L INC | MOUNTING CHARGE |  |  | INC |  | Open
421515 |  |  | BEARINGS, COATING, MOTOR, UNITARY BASE | Paint: Interior, Wheel, Exterior, Motor Base, L 432.00 | PAINT INTERIOR WHEEL EXTERIOR MOTOR BASE | Channel Base and Bearing Base ; CBC, Standard CBC Black - Black, Coats: 2 |  | 432.00 |  | Open
421515 |  |  | ACCESS DOOR | Access Door, Quick Clamp L 403.00 | ACCESS DOOR QUICK CLAMP | Door Location: @9:00 |  | 403.00 |  | Open
421515 |  |  | SCREEN | Bolt-On 3 Sided Inlet Rainhood with Inlet Screen L 1,439.00 | BOLT ON 3 SIDED INLET RAINHOOD WITH INLET SCREEN | CBC Mount |  | 1,439.00 |  | Open
421515 |  |  | DRAIN | Housing Drain with Plug L 126.00 | HOUSING DRAIN WITH PLUG |  |  | 126.00 |  | Open
421515 |  |  | 3D STEP DRAWINGS | Include 3D STEP Drawings L NC | INCLUDE 3D STEP DRAWINGS |  |  | NC |  | Open
421515 |  |  | FLANGE | Inlet, Flanged, Punched L 508.00 | INLET FLANGED PUNCHED |  |  | 508.00 |  | Open
421515 |  |  | TESTING | Mechanical Run Test, Standard L STD | MECHANICAL RUN TEST STANDARD |  |  | STD |  | Open
421515 |  |  | FLANGE | Outlet, Flanged, Punched L STD | OUTLET FLANGED PUNCHED |  |  | STD |  | Open
421515 |  |  |  | Percent Width (70%) L 730.00 | PERCENT WIDTH 70% | 421515 CB 526-10 MJ26-807 P26-9196 |  | 730.00 |  | Open
421515 |  |  | SHAFT SEAL | Shaft Seal (Not Gas Tight) L 118.00 | SHAFT SEAL NOT GAS TIGHT |  |  | 118.00 |  | Open
421515 |  |  |  | Shrink wrap, Wheel Dia. 21" to 36-1/2" L 278.00 | SHRINK WRAP WHEEL DIA 21 TO 36 1 2 |  |  | 278.00 |  | Open
421515 |  |  | STAINLESS STEEL | Stainless steel nameplate L 88.00 | STAINLESS STEEL NAMEPLATE |  |  | 88.00 |  | Open
421515 |  |  |  | Warranty, Exclusive 3 Year L INC | WARRANTY EXCLUSIVE 3 YEAR |  |  | INC |  | Open
421515 |  |  |  | THREADED PLUG FOR CONDUIT BOX OPENING, L 60.00 | THREADED PLUG FOR CONDUIT BOX OPENING | Inquiry Num: 253-15-1865 |  | 60.00 |  | Open
421515 |  |  | FLANGE, FLEX CONNECTOR | Outlet EJ - Part: URT540717.6X21.6-9-1.5 C 657.00 258.00 915.00 77.00 | OUTLET EJ PART URT540717.6X21.6 9 1.5 | ChemShield 5407 Fabric U-Belt Expansion Joint, 17- ; 5/8 x 21-5/8" Ins. Dim., 9" F/F, 1-1/2" Flange, 1/4" ; Thk. A36 CS Backing Bars (Black Enamel). Holes ; Punched per Customer Bolt Pattern. ; FlexCom to provide drawing for record. Ship ; direct, best way, PP&A. Mark BOX and paperwork ; with THM Job MJ26-807 ; Vendor: FlexibleCompensators ; Ship Direct ; Product: Expansion Joint |  | 657.00 |  | Open
421515 |  |  |  | Prints: | PRINTS |  |  |  | Additional Features / Notes: | Open
421515 |  |  |  | Job Name: THM MJ26-807 | JOB NAME THM MJ26 807 |  |  |  | Additional Features / Notes: | Open
421515 |  |  |  | Location: Targa H-1703 | LOCATION TARGA H 1703 |  |  |  | Additional Features / Notes: | Open
421515 |  |  | MOTOR | CBC to show fan plus accessory weight, motor weight and total assembled weight on the fan drawing. | CBC TO SHOW FAN PLUS ACCESSORY WEIGHT MOTOR WEIGHT AND TOTAL ASSEMBLED WEIGHT ON THE FAN DRAWING |  |  |  | Additional Features / Notes: | Open
421515 |  |  | TESTING | Run Test - Required | RUN TEST REQUIRED |  |  |  | Additional Features / Notes: | Open
421513 |  |  | MOTOR | Base Fan (Bare Fan to accommodate a 256TC N 1,005.00 | BASE FAN BARE FAN TO ACCOMMODATE A 256TC | Frame Motor (reference SN 412580), Inquiry Num: |  | 1,005.00 |  | Open
421513 |  |  | MOTOR | Motor (Model# 02036ET3E256TC-W22 NEMA C 1,070.19 32.00 114.00 1,216.00 | MOTOR MODEL# 02036ET3E256TC W22 NEMA | Premium Efficiency 20 HP 2P 254/6TC ; 3Ph 230/460//380 V 60//50 Hz IC411 - TEFC - ; Footmounted Motor with Mods: Replated to read: ; 15HP ¦ 3-60-230/460V ¦ ; 3-50-190/380-415V ¦ 1.0 SF ¦ 4800 MASL ; CAT PN 570-7990/CBC OEM PN 36-0-0572) ; Vendor: Weg ; 15 HP, 3600 RPM, Enclosure: TEFC Premium ; 256TC, Cast Iron, C-Face, With Feet, ; 3/60/230/460, F1, 1.0 SF |  | 1,070.19 |  | Open
421513 |  |  |  | Mounting Charge L INC | MOUNTING CHARGE |  |  | INC |  | Open
421513 |  |  | SCREEN | Inlet Screen, (Inlet Dia 10") N 49.00 | INLET SCREEN INLET DIA 10 | Inlet, Special (Inlet, Special (Slip), Inquiry Num: N NaN |  | 49.00 |  | Open
421513 |  |  | TESTING | Mechanical Run Test, Standard N STD | MECHANICAL RUN TEST STANDARD |  |  | STD |  | Open
421513 |  |  |  | Outlet, Slip N STD | OUTLET SLIP |  |  | STD |  | Open
421513 |  |  |  | "DO NOT STACK" Sticker on all 4 sides of skid, L | DO NOT STACK STICKER ON ALL 4 SIDES OF SKID | Inquiry Num: 311-24-2402 |  |  |  | Open
421513 |  |  | TESTING | 3/8-16 hardware to mount housing to Drive cover N 39.00 | 3 8 16 HARDWARE TO MOUNT HOUSING TO DRIVE COVER | Plate. , Inquiry Num: 311-25-3121 ; D37/D38 Run Test, Grey, Sticker provided in N NaN ; separate bag separate of fan. Sticker to be cut to ; remove the Chicago Blower header, Inquiry Num: |  | 39.00 |  | Open
421513 |  |  |  | Fabricated Drive Side Plate with Slotted Holes for N 43.00 | FABRICATED DRIVE SIDE PLATE WITH SLOTTED HOLES FOR | Housing Mounting, Inquiry Num: 311-25-3121 |  | 43.00 |  | Open
421513 |  |  |  | For all CAT D/38 Fans: bolted fan to the skid with N 122.00 | FOR ALL CAT D 38 FANS BOLTED FAN TO THE SKID WITH | scrap wood for blocking under the fan housing, ; Inquiry Num: 311-22-1439 ; No metal banding allowed, Inquiry Num: 311-15- N NaN |  | 122.00 |  | Open
421513 |  |  | MOTOR | Only apply CBC's warning label to the fan. (Except L | ONLY APPLY CBC S WARNING LABEL TO THE FAN EXCEPT | D/47 will have the vendor's motor nameplate ; applied as well.) All other stickers/labels and ; nameplate will be placed in a bag and shipped with ; fan., Inquiry Num: 15-14-2975 |  |  |  | Open
421513 |  |  |  | Shipping barcode label, Inquiry Num: 15-14-2975 L | SHIPPING BARCODE LABEL INQUIRY NUM 15 14 2975 |  |  |  |  | Open
421513 |  |  |  | Special Size 16-1/2 X 5, steel fabricated wheel good N 758.00 | SPECIAL SIZE 16 1 2 X 5 STEEL FABRICATED WHEEL GOOD | for 6000 cycles, Inquiry Num: 311-15-3222 |  | 758.00 |  | Open
421513 |  |  |  | Tap Drive side housing half with 3/8-16 threads, N 95.00 | TAP DRIVE SIDE HOUSING HALF WITH 3 8 16 THREADS | Inquiry Num: 311-25-3121 |  | 95.00 |  | Open
421513 |  |  |  | ISPM Wood Inspection Stamp L INC | ISPM WOOD INSPECTION STAMP |  |  | INC |  | Open
421513 |  |  |  | Product 4,531.00 | PRODUCT |  |  | 4,531.00 |  | Open
421513 |  |  |  | Reference OEM Drawing# 38-0-0572, last ordered on 420712 | REFERENCE OEM DRAWING# 38 0 0572 LAST ORDERED ON 420712 |  |  |  | Additional Features / Notes: | Open
421513 |  |  |  | Reference SN 358754 & SN 358864. | REFERENCE SN 358754 SN 358864 |  |  |  | Additional Features / Notes: | Open
421513 |  |  |  | PPAP A1506433 has been interim approved for CAT PN 570-7990 ENG 01 (expires OCT 2026). PPAP A1250962 only has interim | PPAP A1506433 HAS BEEN INTERIM APPROVED FOR CAT PN 570 7990 ENG 01 EXPIRES OCT 2026 PPAP A1250962 ONLY HAS INTERIM |  |  |  | Additional Features / Notes: | Open
421510 |  |  | MOTOR | Base Fan (Base Fan, Suitable for Rolled Steel Motor, L 3,410.00 | BASE FAN BASE FAN SUITABLE FOR ROLLED STEEL MOTOR | Inquiry Num: 340-23-2836) |  | 3,410.00 |  | Open
421510 |  |  | DRAIN, MOTOR | Motor (CEM3711T-10hp motor C 618.96 25.00 148.00 792.00 44.00 | MOTOR CEM3711T 10HP MOTOR | M8A Install Dripcover on TEFC or ODP ; M7A Add Condensation Drain Holes - Vertical Shaft ; Down) ; Vendor: Baldor/Reliance ; 10 HP, 3600 RPM, Enclosure: TEFC Premium ; 215TC, Rolled Steel, C-Face, No Feet, ; 3/60/230/460, F1, 1.15 SF |  | 618.96 |  | Open
421510 |  |  |  | Mounting Charge L INC | MOUNTING CHARGE |  |  | INC |  | Open
421510 |  |  |  | Inlet Cone, Aluminum (AMCA C) L INC | INLET CONE ALUMINUM AMCA C |  |  | INC |  | Open
421510 |  |  | FLANGE | Inlet, Punched Flanged L STD | INLET PUNCHED FLANGED |  |  | STD |  | Open
421510 |  |  | TESTING | Mechanical Run Test, Standard L STD | MECHANICAL RUN TEST STANDARD |  |  | STD |  | Open
421510 |  |  |  | Percent Width (76.1%) L STD | PERCENT WIDTH 76.1% |  |  | STD |  | Open
421510 |  |  | SPARK RESISTANT | Spark Resistant Construction, AMCA Type C L 742.00 | SPARK RESISTANT CONSTRUCTION AMCA TYPE |  |  | 742.00 |  | Open
421510 |  |  | MOTOR | Warranty, Exclusive 3 Year L INC | WARRANTY EXCLUSIVE 3 YEAR | Add caulk to the tab and slot areas on the housing N NaN ; drive side sheet., Inquiry Num: 340-23-4568 ; Add weep holes to the drive side stiffeners that N NaN ; surround the motor., Inquiry Num: 340-23-4568 |  | INC |  | Open
421510 |  |  |  | Inlet and Outlet to match Cincinnati Blower, Inquiry L 665.00 | INLET AND OUTLET TO MATCH CINCINNATI BLOWER INQUIRY | Num: 340-19-2559 ; 421510 RFQ 9-18-19 P79349 |  | 665.00 |  | Open
421510 |  |  |  | Inlet Direction: Vertical Inlet Down | INLET DIRECTION VERTICAL INLET DOWN |  |  |  | Additional Features / Notes: | Open
421510 |  |  | TESTING | Run Test - Required | RUN TEST REQUIRED |  |  |  | Additional Features / Notes: | Open
421509 |  |  | UNITARY BASE | Base Fan L 25,861.00 | BASE FAN |  |  | 25,861.00 |  | Open
421509 |  |  | MOTOR, VFD | Motor C 6,437.28 1,030.00 7,467.00 309.00 | MOTOR | Vendor: TECHTOP or equivalent ; 125 HP, 1800 RPM, Enclosure: TEFC Premium ; 444T, Cast Iron, Foot Mounted, 3/60/230/460, ; F1, 1.15 SF ; Model #GR3-CI-TF-444T-4-BR-E-125 ; VFD Suitable ; CBC Mount |  | 6,437.28 |  | Open
421509 |  |  |  | Mounting Charge L 1,170.00 | MOUNTING CHARGE |  |  | 1,170.00 |  | Open
421509 |  |  | MOTOR, V-BELT DRIVE | Drive (Max/Min RPM: 1547/1547, 5 belts: 5VX1700, C 1,541.00 125.00 267.00 1,933.00 80.00 | DRIVE MAX MIN RPM 1547 1547 5 BELTS 5VX1700 | Motor Sheave/Bushing: 5R5V103/R1 (3 3/8"), Fan ; Sheave/Bushing: 5R5V118/R1 (2 15/16"), Actual ; SF: 1.46, Actual CD: 67.8) ; Constant Speed, SF: 1.3 |  | 1,541.00 |  | Open
421509 |  |  | ACCESS DOOR | Access Door, Quick Clamp L 617.00 | ACCESS DOOR QUICK CLAMP | Door Location: @9:00 |  | 617.00 |  | Open
421509 |  |  | BELT GUARD, COATING | Belt Guard, Painted Safety Yellow L 1,881.00 | BELT GUARD PAINTED SAFETY YELLOW | CBC Mount ; Tach Hole in Guard: None |  | 1,881.00 |  | Open
421509 |  |  | EXTENDED LUBE | Extended Grease Fittings L 280.00 | EXTENDED GREASE FITTINGS |  |  | 280.00 |  | Open
421509 |  |  | DRAIN | Housing Drain with Plug L 125.00 | HOUSING DRAIN WITH PLUG |  |  | 125.00 |  | Open
421509 |  |  | FLANGE | Inlet, Flanged, Punched L 871.00 | INLET FLANGED PUNCHED |  |  | 871.00 |  | Open
421509 |  |  | TESTING | Mechanical Run Test, Standard L STD | MECHANICAL RUN TEST STANDARD |  |  | STD |  | Open
421509 |  |  | FLANGE | Outlet, Flanged, Punched L STD | OUTLET FLANGED PUNCHED |  |  | STD |  | Open
421509 |  |  | BEARINGS, COATING | Shaft and Bearing Guard, Painted Safety Yellow L 415.00 | SHAFT AND BEARING GUARD PAINTED SAFETY YELLOW |  |  | 415.00 |  | Open
421509 |  |  | SHAFT SEAL | Shaft Seal (Not Gas Tight) L 196.00 | SHAFT SEAL NOT GAS TIGHT |  |  | 196.00 |  | Open
421509 |  |  | SILENCER | Outlet Silencer C 2,461.00 394.00 2,855.00 118.00 | OUTLET SILENCER | Vendor: VAW Systems ; Ship Direct ; Product: Outlet Silencer |  | 2,461.00 |  | Open
421509 |  |  | TESTING | Run Test - Required | RUN TEST REQUIRED |  |  |  | Additional Features / Notes: | Open
421509 |  |  |  | Center Distance with allowance for install and take-up: 63.28 - 69.22 | CENTER DISTANCE WITH ALLOWANCE FOR INSTALL AND TAKE UP 63.28 |  |  | 69.22 |  | Open
421508 |  |  | UNITARY BASE | Base Fan L 18,085.00 | BASE FAN |  |  | 18,085.00 |  | Open
421508 |  |  | MOTOR, VFD | Motor C 3,920.64 627.00 4,548.00 188.00 | MOTOR | Vendor: TECHTOP or equivalent ; 100 HP, 1800 RPM, Enclosure: TEFC Premium ; 405T, Cast Iron, Foot Mounted, 3/60/230/460, ; F1, 1.15 SF ; Model #GR3-CI-TF-405T-4-BR-D-100 ; VFD Suitable ; CBC Mount |  | 3,920.64 |  | Open
421508 |  |  |  | Mounting Charge L 1,106.00 | MOUNTING CHARGE |  |  | 1,106.00 |  | Open
421508 |  |  | MOTOR, V-BELT DRIVE | Drive (Max/Min RPM: 1555/1555, 4 belts: 5VX1500, C 1,144.00 125.00 203.00 1,472.00 61.00 | DRIVE MAX MIN RPM 1555 1555 4 BELTS 5VX1500 | Motor Sheave/Bushing: 4R5V97/R1 (2 7/8"), Fan ; Sheave/Bushing: 4B5V110/B (2 7/16"), Actual SF: ; 1.35, Actual CD: 58.67) ; Constant Speed, SF: 1.3 |  | 1,144.00 |  | Open
421508 |  |  | ACCESS DOOR | Access Door, Quick Clamp L 617.00 | ACCESS DOOR QUICK CLAMP | Door Location: @9:00 |  | 617.00 |  | Open
421508 |  |  | BELT GUARD, COATING | Belt Guard, Painted Safety Yellow L 1,881.00 | BELT GUARD PAINTED SAFETY YELLOW | CBC Mount ; Tach Hole in Guard: None |  | 1,881.00 |  | Open
421508 |  |  | EXTENDED LUBE | Extended Grease Fittings L 280.00 | EXTENDED GREASE FITTINGS |  |  | 280.00 |  | Open
421508 |  |  | DRAIN | Housing Drain with Plug L 125.00 | HOUSING DRAIN WITH PLUG |  |  | 125.00 |  | Open
421508 |  |  | FLANGE | Inlet, Flanged, Punched L 823.00 | INLET FLANGED PUNCHED |  |  | 823.00 |  | Open
421508 |  |  | TESTING | Mechanical Run Test, Standard L STD | MECHANICAL RUN TEST STANDARD |  |  | STD |  | Open
421508 |  |  | FLANGE | Outlet, Flanged, Punched L STD | OUTLET FLANGED PUNCHED |  |  | STD |  | Open
421508 |  |  | BEARINGS, COATING | Shaft and Bearing Guard, Painted Safety Yellow L 383.00 | SHAFT AND BEARING GUARD PAINTED SAFETY YELLOW |  |  | 383.00 |  | Open
421508 |  |  | SHAFT SEAL | Shaft Seal (Not Gas Tight) L 196.00 | SHAFT SEAL NOT GAS TIGHT |  |  | 196.00 |  | Open
421508 |  |  | SILENCER | Outlet Silencer C 2,303.00 187.00 398.00 2,888.00 119.00 | OUTLET SILENCER | Vendor: VAW Systems ; Ship Direct ; Product: Outlet Silencer |  | 2,303.00 |  | Open
421508 |  |  | TESTING | Run Test - Required | RUN TEST REQUIRED |  |  |  | Additional Features / Notes: | Open
421507 |  |  | UNITARY BASE | Base Fan L 13,704.00 | BASE FAN |  |  | 13,704.00 |  | Open
421507 |  |  | BEARINGS, MOTOR, VFD, VIBRATION ISOLATION | Motor ( EM4412T-4 +MOD M2F (Isolated Bearing) C 7,513.34 301.00 1,250.00 9,064.00 375.00 | MOTOR EM4412T 4 MOD M2F ISOLATED BEARING | +MOD M15B (Nameplate RR # 62) +MOD M39B-1 ; (Internal Aegis Ring) For VFD Suitability) ; Vendor: Baldor/Reliance ; 125 HP, 3600 RPM, Enclosure: TEFC ; 444TS, Cast Iron, Foot Mounted, 3/60/460, F1, ; 1.15 SF |  | 7,513.34 |  | Open
421507 |  |  |  | Mounting Charge L INC | MOUNTING CHARGE |  |  | INC |  | Open
421507 |  |  | EXTENDED LUBE | Extended Grease Fittings L 271.00 | EXTENDED GREASE FITTINGS |  |  | 271.00 |  | Open
421507 |  |  | DRAIN | Housing Drain with Plug L 126.00 | HOUSING DRAIN WITH PLUG |  |  | 126.00 |  | Open
421507 |  |  | 3D STEP DRAWINGS | Include 3D STEP Drawings L NC | INCLUDE 3D STEP DRAWINGS |  |  | NC |  | Open
421507 |  |  |  | Inlet Box, Assembly L 661.00 | INLET BOX ASSEMBLY |  |  | 661.00 |  | Open
421507 |  |  |  | Inlet Box, Bolt-on L 4,895.00 | INLET BOX BOLT ON | Bolt-On Inlet Box Position: @ 0° |  | 4,895.00 |  | Open
421507 |  |  | DRAIN | Inlet Box, Drain Plug 1 1/2" Diameter L 124.00 | INLET BOX DRAIN PLUG 1 1 2 DIAMETER |  |  | 124.00 |  | Open
421507 |  |  |  | Inlet Box, Gasket L 752.00 | INLET BOX GASKET |  |  | 752.00 |  | Open
421507 |  |  | FLANGE | Inlet, Flanged, Punched L 598.00 | INLET FLANGED PUNCHED |  |  | 598.00 |  | Open
421507 |  |  |  | Lifting Lugs L INC | LIFTING LUGS |  |  | INC |  | Open
421507 |  |  | TESTING | Mechanical Run Test, Standard L STD | MECHANICAL RUN TEST STANDARD |  |  | STD |  | Open
421507 |  |  | FLANGE | Outlet, Flanged, Punched L 613.00 | OUTLET FLANGED PUNCHED |  |  | 613.00 |  | Open
421507 |  |  |  | Percent Width (44.5%) L INC | PERCENT WIDTH 44.5% |  |  | INC |  | Open
421507 |  |  | SHAFT SEAL | Shaft Seal (Not Gas Tight) L 806.00 | SHAFT SEAL NOT GAS TIGHT |  |  | 806.00 |  | Open
421507 |  |  |  | Warranty, Exclusive 3 Year L INC | WARRANTY EXCLUSIVE 3 YEAR |  |  | INC |  | Open
421507 |  |  |  | 110% Effective Diameter, Inquiry Num: 339-26- L 1,000.00 | 110% EFFECTIVE DIAMETER INQUIRY NUM 339 26 |  |  | 1,000.00 |  | Open
421507 |  |  | DAMPER | Outlet Damper, Opposed, Manual with Locking L 7,310.00 | OUTLET DAMPER OPPOSED MANUAL WITH LOCKING | Quadrant (CBC Mounted), Inquiry Num: 339-26- |  | 7,310.00 |  | Open
421507 |  |  | FLANGE, FLEX CONNECTOR | Flanged Expansion Joint for Fan Outlet C 697.00 246.00 943.00 74.00 | FLANGED EXPANSION JOINT FOR FAN OUTLET | Vendor: FlexibleCompensators ; Ship Direct ; Product: Expansion Joint |  | 697.00 |  | Open
421507 |  |  | FLANGE, FLEX CONNECTOR | Flanged Expansion Joint for Inlet of Inlet Box C 761.00 220.00 981.00 66.00 | FLANGED EXPANSION JOINT FOR INLET OF INLET BOX | Vendor: FlexibleCompensators ; Ship Direct ; Product: Expansion Joint ; 8 Weeks ; Weeks |  | 761.00 |  | Open
421507 |  |  | TESTING | Run Test - Required | RUN TEST REQUIRED |  |  |  | Additional Features / Notes: | Open
421493 |  | CO#1 | UNITARY BASE | Base Fan L 25,163.00 | BASE FAN |  |  | 25,163.00 |  | Open
421493 |  | CO#1 | MOTOR, VFD | Motor C 1,188.81 43.00 206.00 1,438.00 62.00 | MOTOR | Vendor: Baldor or equivalent ; 30 HP, 1800 RPM, Enclosure: TEFC Premium ; 286T, Cast Iron, Foot Mounted, 3/60/575, F1, ; 1.15 SF ; Model #EM4104T-5 ; Not VFD Suitable ; CBC Mount |  | 1,188.81 |  | Open
421493 |  | CO#1 |  | Mounting Charge L 897.00 | MOUNTING CHARGE |  |  | 897.00 |  | Open
421493 |  | CO#1 | V-BELT DRIVE | Drive N 1,134.00 113.00 | DRIVE | Constant Speed, SF: 1.3 ; CBC Mount |  | 1,134.00 |  | Open
421493 |  | CO#1 | BELT GUARD, COATING | Belt Guard, Painted Safety Yellow, Standard Steel L 663.00 | BELT GUARD PAINTED SAFETY YELLOW STANDARD STEEL | Construction ; CBC Mount ; Tach Hole in Guard: None |  | 663.00 |  | Open
421493 |  | CO#1 | EXTENDED LUBE | Extended Grease Fittings, Standard Steel L 280.00 | EXTENDED GREASE FITTINGS STANDARD STEEL | Construction |  | 280.00 |  | Open
421493 |  | CO#1 | SCREEN, STAINLESS STEEL | Inlet Screen, Standard, 304 SS Construction L 975.00 | INLET SCREEN STANDARD 304 STAINLESS STEEL CONSTRUCTION |  |  | 975.00 |  | Open
421493 |  | CO#1 |  | Inlet, Open L STD | INLET OPEN |  |  | STD |  | Open
421493 |  | CO#1 | TESTING | Mechanical Run Test, Standard L STD | MECHANICAL RUN TEST STANDARD |  |  | STD |  | Open
421493 |  | CO#1 | FLANGE, STAINLESS STEEL | Outlet, Flanged, Punched, 304 SS Construction L STD | OUTLET FLANGED PUNCHED 304 STAINLESS STEEL CONSTRUCTION |  |  | STD |  | Open
421493 |  | CO#1 | COATING | Passivation of Welds L 1,499.00 | PASSIVATION OF WELDS |  |  | 1,499.00 |  | Open
421493 |  | CO#1 | BEARINGS, COATING | Shaft and Bearing Guard, Painted Safety Yellow, L 531.00 | SHAFT AND BEARING GUARD PAINTED SAFETY YELLOW | Standard Steel Construction |  | 531.00 |  | Open
421493 |  | CO#1 |  | Customer Broker: No Global Borders, 287 Richmond St E, 416-360-4642 | CUSTOMER BROKER NO GLOBAL BORDERS 287 RICHMOND ST E 416 360 4642 |  |  |  | Additional Features / Notes: | Open
421493 |  | CO#1 | TESTING | Run Test - Required | RUN TEST REQUIRED |  |  |  | Additional Features / Notes: | Open
421473 |  |  | MOTOR | Base Fan (Base fan Suitable for 447T motor frame, L 69,648.00 | BASE FAN BASE FAN SUITABLE FOR 447T MOTOR FRAME | Inquiry Num: 909-26-1604) |  | 69,648.00 |  | Open
421473 |  |  | BEARINGS, MOTOR, VIBRATION ISOLATION | Motor (Model ECP84407TR-5 complete with : C 11,435.83 457.00 1,903.00 13,796.00 571.00 | MOTOR MODEL ECP84407TR 5 COMPLETE WITH | - M2F add isolated bearing ; - M15B replace nameplate #1 ; - M39B-1 internal Aegis ring ; Vendor: Baldor/Reliance ; 200 HP, 1800 RPM, Enclosure: TEFC Severe ; Duty ; 447T, Cast Iron, Foot Mounted, 3/60/575, F1, ; 1.15 SF |  | 11,435.83 |  | Open
421473 |  |  |  | Mounting Charge L 1,336.00 | MOUNTING CHARGE |  |  | 1,336.00 |  | Open
421473 |  |  | V-BELT DRIVE | Drive N 4,366.00 437.00 | DRIVE | Constant Speed, SF: 1.3 ; CBC Mount |  | 4,366.00 |  | Open
421473 |  |  | ACCESS DOOR | Access Door, Quick Clamp L 617.00 | ACCESS DOOR QUICK CLAMP | Door Location: @9:00 |  | 617.00 |  | Open
421473 |  |  | BELT GUARD, COATING | Belt Guard, Painted Safety Yellow L 2,338.00 | BELT GUARD PAINTED SAFETY YELLOW | CBC Mount ; Tach Hole in Guard: None |  | 2,338.00 |  | Open
421473 |  |  | EXTENDED LUBE | Extended Grease Fittings L 280.00 | EXTENDED GREASE FITTINGS |  |  | 280.00 |  | Open
421473 |  |  | DRAIN | Housing Drain with Plug L 129.00 | HOUSING DRAIN WITH PLUG |  |  | 129.00 |  | Open
421473 |  |  | HEAVY DUTY | Housing, Heavy Duty L 4,754.00 | HOUSING HEAVY DUTY |  |  | 4,754.00 |  | Open
421473 |  |  | 3D STEP DRAWINGS | Include 3D STEP Drawings L 991.00 | INCLUDE 3D STEP DRAWINGS |  |  | 991.00 |  | Open
421473 |  |  | FLANGE | Inlet, Flanged, Punched L 312.00 | INLET FLANGED PUNCHED |  |  | 312.00 |  | Open
421473 |  |  | TESTING | Mechanical Run Test, Not Available L STD | MECHANICAL RUN TEST NOT AVAILABLE |  |  | STD |  | Open
421473 |  |  | FLANGE | Outlet, Flanged, Punched L STD | OUTLET FLANGED PUNCHED |  |  | STD |  | Open
421473 |  |  | BEARINGS, COATING | Shaft and Bearing Guard, Painted Safety Yellow L 805.00 | SHAFT AND BEARING GUARD PAINTED SAFETY YELLOW |  |  | 805.00 |  | Open
421473 |  |  |  | Static and dynamic loads on drawing, Inquiry Num: L 500.00 | STATIC AND DYNAMIC LOADS ON DRAWING INQUIRY NUM |  |  | 500.00 |  | Open
421473 |  |  |  | Weights on drawing, Inquiry Num: 909-26-1812 L | WEIGHTS ON DRAWING INQUIRY NUM 909 26 1812 |  |  |  |  | Open
421473 |  |  | FLANGE, FLEX CONNECTOR | Inlet flanged C 776.00 213.00 989.00 64.00 | INLET FLANGED | Vendor: FlexibleCompensators ; Ship Loose ; Product: Expansion Joint |  | 776.00 |  | Open
421473 |  |  |  | Ship Loose Charge N 49.00 5.00 | SHIP LOOSE CHARGE |  |  | 49.00 |  | Open
421473 |  |  | FLANGE, FLEX CONNECTOR | Outlet flanged C 1,092.00 209.00 1,301.00 63.00 | OUTLET FLANGED | Vendor: FlexibleCompensators ; Ship Loose ; Product: Expansion Joint |  | 1,092.00 |  | Open
421473 |  |  | MOTOR, TESTING | Run Test - N/A (Send to Sales for Run Test Availability Check if CBC is mounting the motor) | RUN TEST N A SEND TO SALES FOR RUN TEST AVAILABILITY CHECK IF CBC IS MOUNTING THE MOTOR |  |  |  | Additional Features / Notes: | Open
421473 |  |  |  | Order is shipping overseas; verify order is complete. For parts orders verify counts and sign off on inspection/crate report. | ORDER IS SHIPPING OVERSEAS VERIFY ORDER IS COMPLETE FOR PARTS ORDERS VERIFY COUNTS AND SIGN OFF ON INSPECTION CRATE REPORT |  |  |  | Additional Features / Notes: | Open
421464 |  | CO#1 | UNITARY BASE | Base Fan L 6,281.00 | BASE FAN |  |  | 6,281.00 |  | Open
421464 |  | CO#1 | MOTOR, VFD | Motor C 661.77 24.00 165.00 851.00 49.00 | MOTOR | Vendor: Baldor ; 15 HP, 3600 RPM, Enclosure: TEFC Premium ; 254T, Cast Iron, Foot Mounted, 3/60/230/460, ; F1, 1.15 SF ; Model #EM2394T ; VFD Suitable ; CBC Mount |  | 661.77 |  | Open
421464 |  | CO#1 |  | Mounting Charge L INC | MOUNTING CHARGE |  |  | INC |  | Open
421464 |  | CO#1 | BEARINGS, COATING, MOTOR, UNITARY BASE | Paint: Interior, Wheel, Exterior, Motor Base, L 572.00 | PAINT INTERIOR WHEEL EXTERIOR MOTOR BASE | Channel Base and Bearing Base ; CBC, Standard CBC Black - Black, Coats: 2 |  | 572.00 |  | Open
421464 |  | CO#1 | ACCESS DOOR | Access Door, Access Port with Plug L 842.00 | ACCESS DOOR ACCESS PORT WITH PLUG | Door Location: @3:00 |  | 842.00 |  | Open
421464 |  | CO#1 | BALANCE | G2.5 Balance L 341.00 | G2.5 BALANCE |  |  | 341.00 |  | Open
421464 |  | CO#1 | DRAIN | Housing Drain with Plug L 126.00 | HOUSING DRAIN WITH PLUG |  |  | 126.00 |  | Open
421464 |  | CO#1 | 3D STEP DRAWINGS | Include 3D STEP Drawings L NC | INCLUDE 3D STEP DRAWINGS |  |  | NC |  | Open
421464 |  | CO#1 | FLANGE | Inlet, Flanged, Punched L 112.00 | INLET FLANGED PUNCHED |  |  | 112.00 |  | Open
421464 |  | CO#1 | TESTING | Mechanical Run Test, Standard L STD | MECHANICAL RUN TEST STANDARD |  |  | STD |  | Open
421464 |  | CO#1 |  | Outlet, Slip Tube L 324.00 | OUTLET SLIP TUBE |  |  | 324.00 |  | Open
421464 |  | CO#1 | SHAFT SEAL | Shaft Seal (Not Gas Tight) L INC | SHAFT SEAL NOT GAS TIGHT |  |  | INC |  | Open
421464 |  | CO#1 | SPARK RESISTANT | Spark Resistant Construction, AMCA Type B L 680.00 | SPARK RESISTANT CONSTRUCTION AMCA TYPE B |  |  | 680.00 |  | Open
421464 |  | CO#1 |  | Warranty, Exclusive 3 Year L INC | WARRANTY EXCLUSIVE 3 YEAR |  |  | INC |  | Open
421464 |  | CO#1 |  | Wheel, Aluminum (AMCA B) L INC | WHEEL ALUMINUM AMCA B |  |  | INC |  | Open
421464 |  | CO#1 | 3D STEP DRAWINGS | 3D Drawings, Inquiry Num: 333-25-1622 L | 3D DRAWINGS INQUIRY NUM 333 25 1622 |  |  |  |  | Open
421464 |  | CO#1 |  | Add BOM to fan drawing, Inquiry Num: 333-25- L | ADD BOM TO FAN DRAWING INQUIRY NUM 333 25 |  |  |  |  | Open
421464 |  | CO#1 |  | Add buyout part numbers to the parts description L | ADD BUYOUT PART NUMBERS TO THE PARTS DESCRIPTION | on the fan drawings, Inquiry Num: 333-25-1622 |  |  |  | Open
421464 |  | CO#1 |  | Add COG and Weights to the fan drawing, Inquiry L | ADD COG AND WEIGHTS TO THE FAN DRAWING INQUIRY | Num: 333-25-1622 |  |  |  | Open
421464 |  | CO#1 |  | Add notes on the drawing noting the lifting L | ADD NOTES ON THE DRAWING NOTING THE LIFTING | locations on the fan., Inquiry Num: 333-25-1622 ; shipments (Freight to be Best Way Pre-Pay Add ; with insurance included) per the Chicago Blower ; Num: 333-24-894 |  |  |  | Open
421464 |  | CO#1 |  | Plan View on Customer Drawing, Inquiry Num: 333- L | PLAN VIEW ON CUSTOMER DRAWING INQUIRY NUM 333 |  |  |  |  | Open
421464 |  | CO#1 | COATING, SILENCER | Inlet Silencer for 85 dBA @ 3' Outdoors, Model C 2,267.00 363.00 2,630.00 109.00 | INLET SILENCER FOR 85 DBA 3 OUTDOORS MODEL | 08VCIB-V99-SN4300, includes Leg, 2 coats of paint, ; (2) sets H&G ; Pressure Drop: .02" ; Weight: 92 lbs ; Vendor: VAW Systems ; Ship Direct ; Product: Inlet Silencer |  | 2,267.00 |  | Open
421464 |  | CO#1 | FLEX CONNECTOR, STAINLESS STEEL | Outlet Rubber Sleeve (Outlet Rubber Sleeve, C 244.00 122.00 366.00 37.00 | OUTLET RUBBER SLEEVE OUTLET RUBBER SLEEVE | ChemShield 5407, 6-3/4"ID (to fit 6-5/8"OD) x 8" ; OAL, with 3/34" SS Clamps) ; Ship Direct (Freight Included) ; Vendor: VAW Systems ; Ship Direct ; Product: Expansion Joint |  | 244.00 |  | Open
421464 |  | CO#1 | COATING, SCREEN, SILENCER, WEATHER COVER | Weather Hood, VWH5-8, includes trash screen, 2 C 855.00 204.00 1,059.00 61.00 | WEATHER HOOD VWH5 8 INCLUDES TRASH SCREEN 2 | coats Paint ; Pressure Drop: 02" ; Weight: 20 lbs. ; Vendor: VAW Systems ; Ship Direct ; Product: Inlet Silencer ; 08VCIB-V99-SN4300, includes Leg, 2 coats of paint, (2) sets ; Pressure Drop: .02" ; Weight: 92 lbs: 9 Weeks ; 2 coats Paint |  | 855.00 |  | Open
421464 |  | CO#1 |  | ON DRAWINGS ADD: | ON DRAWINGS ADD |  |  |  | Additional Features / Notes: | Open
421464 |  | CO#1 |  | Project: PPG | PROJECT PPG |  |  |  | Additional Features / Notes: | Open
421464 |  | CO#1 |  | Location: Springdale, PA | LOCATION SPRINGDALE PA |  |  |  | Additional Features / Notes: | Open
421464 |  | CO#1 |  | Must present Datapak prior to shipment including: | MUST PRESENT DATAPAK PRIOR TO SHIPMENT INCLUDING |  |  |  | Additional Features / Notes: | Open
421464 |  | CO#1 | 3D STEP DRAWINGS | Certified Drawings | CERTIFIED DRAWINGS |  |  |  | Additional Features / Notes: | Open
421464 |  | CO#1 | BALANCE | Balance Report | BALANCE REPORT |  |  |  | Additional Features / Notes: | Open
421464 |  | CO#1 | TESTING | Run Test Report | RUN TEST REPORT |  |  |  | Additional Features / Notes: | Open
421464 |  | CO#1 | MOTOR | Motor Datapak | MOTOR DATAPAK |  |  |  | Additional Features / Notes: | Open
421464 |  | CO#1 |  | Photographs | PHOTOGRAPHS |  |  |  | Additional Features / Notes: | Open
421464 |  | CO#1 | SPARK RESISTANT | ADD TO DRAWING NOTES: Spark Resistant Construction B | ADD TO DRAWING NOTES SPARK RESISTANT CONSTRUCTION B |  |  |  | Additional Features / Notes: | Open
421464 |  | CO#1 |  | Prints: | PRINTS |  |  |  | Additional Features / Notes: | Open
421464 |  | CO#1 |  | Standard Address: | STANDARD ADDRESS |  |  |  | Additional Features / Notes: | Open
421464 |  | CO#1 |  | PROCESS COMBUSTION CORPOR | PROCESS COMBUSTION CORPOR |  |  |  | Additional Features / Notes: | Open
421464 |  | CO#1 |  | SUITE 400 | SUITE 400 |  |  |  | Additional Features / Notes: | Open
421464 |  | CO#1 |  | WEYMAN PLAZA | WEYMAN PLAZA |  |  |  | Additional Features / Notes: | Open
421464 |  | CO#1 |  | 300 WEYMAN ROAD | WEYMAN ROAD |  | 300 |  | Additional Features / Notes: | Open
421464 |  | CO#1 |  | BALDWIN, PA 15236 | BALDWIN PA 15236 |  |  |  | Additional Features / Notes: | Open
421464 |  | CO#1 |  | UNITED STATES OF AMERICA | UNITED STATES OF AMERICA |  |  |  | Additional Features / Notes: | Open
421464 |  | CO#1 | TESTING | Run Test - Required | RUN TEST REQUIRED |  |  |  | Additional Features / Notes: | Open
421463 |  | CO#1 | UNITARY BASE | Base Fan L 5,384.00 | BASE FAN |  |  | 5,384.00 |  | Open
421463 |  | CO#1 | MOTOR, VFD | Motor C 354.29 13.00 88.00 455.00 26.00 | MOTOR | Vendor: Baldor or equivalent ; 5 HP, 3600 RPM, Enclosure: TEFC Premium ; 184T, Cast Iron, Foot Mounted, 3/60/230/460, ; F1, 1.15 SF ; Model #EM3663T ; VFD Suitable ; CBC Mount |  | 354.29 |  | Open
421463 |  | CO#1 |  | Mounting Charge L INC | MOUNTING CHARGE |  |  | INC |  | Open
421463 |  | CO#1 | BEARINGS, COATING, MOTOR, UNITARY BASE | Paint: Interior, Wheel, Exterior, Motor Base, L 427.00 | PAINT INTERIOR WHEEL EXTERIOR MOTOR BASE | Channel Base and Bearing Base ; CBC, Standard CBC Black - Black, Coats: 2 |  | 427.00 |  | Open
421463 |  | CO#1 | ACCESS DOOR | Access Door, Access Port with Plug L 842.00 | ACCESS DOOR ACCESS PORT WITH PLUG | Door Location: @3:00 |  | 842.00 |  | Open
421463 |  | CO#1 | BALANCE | G2.5 Balance (G2.5 Balance, Inquiry Num: 333-26- L 322.00 | G2.5 BALANCE G2.5 BALANCE INQUIRY NUM 333 26 |  |  | 322.00 |  | Open
421463 |  | CO#1 | DRAIN | Housing Drain with Plug L 126.00 | HOUSING DRAIN WITH PLUG |  |  | 126.00 |  | Open
421463 |  | CO#1 | 3D STEP DRAWINGS | Include 3D STEP Drawings L NC | INCLUDE 3D STEP DRAWINGS |  |  | NC |  | Open
421463 |  | CO#1 | FLANGE | Inlet, Flanged, Punched L 86.00 | INLET FLANGED PUNCHED |  |  | 86.00 |  | Open
421463 |  | CO#1 | TESTING | Mechanical Run Test, Standard L STD | MECHANICAL RUN TEST STANDARD |  |  | STD |  | Open
421463 |  | CO#1 | FLANGE | Outlet, Flanged, Punched L STD | OUTLET FLANGED PUNCHED |  |  | STD |  | Open
421463 |  | CO#1 | SHAFT SEAL | Shaft Seal (Not Gas Tight) L INC | SHAFT SEAL NOT GAS TIGHT |  |  | INC |  | Open
421463 |  | CO#1 | SPARK RESISTANT | Spark Resistant Construction, AMCA Type B L 691.00 | SPARK RESISTANT CONSTRUCTION AMCA TYPE B |  |  | 691.00 |  | Open
421463 |  | CO#1 |  | Warranty, Exclusive 3 Year L INC | WARRANTY EXCLUSIVE 3 YEAR |  |  | INC |  | Open
421463 |  | CO#1 |  | Wheel, Aluminum (AMCA B) L INC | WHEEL ALUMINUM AMCA B |  |  | INC |  | Open
421463 |  | CO#1 | 3D STEP DRAWINGS | 3D Drawings, Inquiry Num: 333-25-1622 L | 3D DRAWINGS INQUIRY NUM 333 25 1622 |  |  |  |  | Open
421463 |  | CO#1 |  | Add BOM to fan drawing, Inquiry Num: 333-25- L | ADD BOM TO FAN DRAWING INQUIRY NUM 333 25 |  |  |  |  | Open
421463 |  | CO#1 |  | Add buyout part numbers to the parts description L | ADD BUYOUT PART NUMBERS TO THE PARTS DESCRIPTION | on the fan drawings, Inquiry Num: 333-25-1622 |  |  |  | Open
421463 |  | CO#1 |  | Add COG and Weights to the fan drawing, Inquiry L | ADD COG AND WEIGHTS TO THE FAN DRAWING INQUIRY | Num: 333-25-1622 |  |  |  | Open
421463 |  | CO#1 |  | Add notes on the drawing noting the lifting L | ADD NOTES ON THE DRAWING NOTING THE LIFTING | locations on the fan., Inquiry Num: 333-25-1622 ; shipments (Freight to be Best Way Pre-Pay Add ; with insurance included) per the Chicago Blower ; Num: 333-24-894 |  |  |  | Open
421463 |  | CO#1 |  | Plan View on Customer Drawing, Inquiry Num: 333- L | PLAN VIEW ON CUSTOMER DRAWING INQUIRY NUM 333 |  |  |  |  | Open
421463 |  | CO#1 | FLEX CONNECTOR | Inlet Expansion Joint C 759.00 221.00 980.00 66.00 | INLET EXPANSION JOINT | Ship Direct (Freight Included) |  | 759.00 |  | Open
421463 |  | CO#1 | VIBRATION ISOLATION | Isolator, Spring 1" Deflection (0 - 326 Frame) C 341.00 171.00 512.00 51.00 | ISOLATOR SPRING 1 DEFLECTION 0 326 FRAME | Furnished By: CBC ; Ship Direct (Freight Included) |  | 341.00 |  | Open
421463 |  | CO#1 | FLEX CONNECTOR | Outlet Expansion Joint C 708.00 242.00 950.00 73.00 | OUTLET EXPANSION JOINT | Ship Direct (Freight Included) |  | 708.00 |  | Open
421463 |  | CO#1 |  | ISPM Wood Inspection Stamp L INC | ISPM WOOD INSPECTION STAMP |  |  | INC |  | Open
421463 |  | CO#1 |  | DataPak must be presented 1 week prior to shipment including: | DATAPAK MUST BE PRESENTED 1 WEEK PRIOR TO SHIPMENT INCLUDING |  |  |  | Additional Features / Notes: | Open
421463 |  | CO#1 | 3D STEP DRAWINGS | Certified Drawings | CERTIFIED DRAWINGS |  |  |  | Additional Features / Notes: | Open
421463 |  | CO#1 | TESTING | Run Test Reports | RUN TEST REPORTS |  |  |  | Additional Features / Notes: | Open
421463 |  | CO#1 | BALANCE | Balance Reports | BALANCE REPORTS |  |  |  | Additional Features / Notes: | Open
421463 |  | CO#1 | MOTOR | Motor Datapaks | MOTOR DATAPAKS |  |  |  | Additional Features / Notes: | Open
421463 |  | CO#1 |  | Photographs | PHOTOGRAPHS |  |  |  | Additional Features / Notes: | Open
421463 |  | CO#1 |  | ON DRAWINGS ADD NOTES: | ON DRAWINGS ADD NOTES |  |  |  | Additional Features / Notes: | Open
421463 |  | CO#1 |  | Project: PPG | PROJECT PPG |  |  |  | Additional Features / Notes: | Open
421463 |  | CO#1 |  | Location: Springdale, PA | LOCATION SPRINGDALE PA |  |  |  | Additional Features / Notes: | Open
421463 |  | CO#1 |  | Prints: | PRINTS |  |  |  | Additional Features / Notes: | Open
421463 |  | CO#1 |  | Standard Address: | STANDARD ADDRESS |  |  |  | Additional Features / Notes: | Open
421463 |  | CO#1 |  | PROCESS COMBUSTION CORPOR | PROCESS COMBUSTION CORPOR |  |  |  | Additional Features / Notes: | Open
421463 |  | CO#1 |  | SUITE 400 | SUITE 400 |  |  |  | Additional Features / Notes: | Open
421463 |  | CO#1 |  | 421463 CBC-1544B 17972-5370 | 421463 CBC 1544B 17972 5370 |  |  |  | Additional Features / Notes: | Open
421463 |  | CO#1 |  | WEYMAN PLAZA | WEYMAN PLAZA |  |  |  | Additional Features / Notes: | Open
421463 |  | CO#1 |  | 300 WEYMAN ROAD | WEYMAN ROAD |  | 300 |  | Additional Features / Notes: | Open
421463 |  | CO#1 |  | BALDWIN, PA 15236 | BALDWIN PA 15236 |  |  |  | Additional Features / Notes: | Open
421463 |  | CO#1 |  | UNITED STATES OF AMERICA | UNITED STATES OF AMERICA |  |  |  | Additional Features / Notes: | Open
421463 |  | CO#1 | TESTING | Run Test - Required | RUN TEST REQUIRED |  |  |  | Additional Features / Notes: | Open
421459 |  |  | MOTOR | Base Fan (Base fan Suitable for 447T Motor Frame, L 38,227.00 | BASE FAN BASE FAN SUITABLE FOR 447T MOTOR FRAME | Inquiry Num: 909-26-1713) |  | 38,227.00 |  | Open
421459 |  |  | BEARINGS, MOTOR, VIBRATION ISOLATION | Motor (M0del ECP84407TR-5 complete with : C 11,435.83 457.00 1,903.00 13,796.00 571.00 | MOTOR M0DEL ECP84407TR 5 COMPLETE WITH | - M2F add isolated bearing ; - M15B Rplace Naplate #1 ; - M39B-1 internal Aegis ring) ; Vendor: Baldor/Reliance ; 200 HP, 1800 RPM, Enclosure: TEFC ; 447T, Cast Iron, Foot Mounted, 3/60/575, F1 |  | 11,435.83 |  | Open
421459 |  |  |  | Mounting Charge L 870.00 | MOUNTING CHARGE |  |  | 870.00 |  | Open
421459 |  |  | V-BELT DRIVE | Drive N 3,701.00 370.00 | DRIVE | Constant Speed, SF: 1.3 ; CBC Mount |  | 3,701.00 |  | Open
421459 |  |  | ACCESS DOOR | Access Door, Quick Clamp L 694.00 | ACCESS DOOR QUICK CLAMP | Door Location: @9:00 |  | 694.00 |  | Open
421459 |  |  | BELT GUARD, COATING | Belt Guard, Painted Safety Yellow L 2,308.00 | BELT GUARD PAINTED SAFETY YELLOW | CBC Mount ; Tach Hole in Guard: None |  | 2,308.00 |  | Open
421459 |  |  | EXTENDED LUBE | Extended Grease Fittings L 271.00 | EXTENDED GREASE FITTINGS |  |  | 271.00 |  | Open
421459 |  |  | DRAIN | Housing Drain with Plug L 126.00 | HOUSING DRAIN WITH PLUG |  |  | 126.00 |  | Open
421459 |  |  | 3D STEP DRAWINGS | Include 3D STEP Drawings L 991.00 | INCLUDE 3D STEP DRAWINGS |  |  | 991.00 |  | Open
421459 |  |  | FLANGE | Inlet, Flanged, Punched L 1,358.00 | INLET FLANGED PUNCHED |  |  | 1,358.00 |  | Open
421459 |  |  |  | Lifting Lugs L INC | LIFTING LUGS |  |  | INC |  | Open
421459 |  |  | TESTING | Mechanical Run Test, Not Available L STD | MECHANICAL RUN TEST NOT AVAILABLE |  |  | STD |  | Open
421459 |  |  | FLANGE | Outlet, Flanged, Punched L 876.00 | OUTLET FLANGED PUNCHED |  |  | 876.00 |  | Open
421459 |  |  | BEARINGS, COATING | Shaft and Bearing Guard, Painted Safety Yellow L 774.00 | SHAFT AND BEARING GUARD PAINTED SAFETY YELLOW |  |  | 774.00 |  | Open
421459 |  |  |  | Static and Dynamic Loads on Drawing, Inquiry L 500.00 | STATIC AND DYNAMIC LOADS ON DRAWING INQUIRY | Num: 909-26-1776 |  | 500.00 |  | Open
421459 |  |  |  | Weights on Drawing, Inquiry Num: 909-26-1776 L | WEIGHTS ON DRAWING INQUIRY NUM 909 26 1776 |  |  |  |  | Open
421459 |  |  | FLEX CONNECTOR | inlet expansion joint C 1,256.00 201.00 1,457.00 60.00 | INLET EXPANSION JOINT | Vendor: FlexibleCompensators ; Ship Loose ; Product: Expansion Joint |  | 1,256.00 |  | Open
421459 |  |  |  | Ship Loose Charge N 73.00 7.00 | SHIP LOOSE CHARGE |  |  | 73.00 |  | Open
421459 |  |  | FLEX CONNECTOR | Outlet expansion joint C 797.00 202.00 999.00 61.00 | OUTLET EXPANSION JOINT | Vendor: FlexibleCompensators ; Ship Loose ; Product: Expansion Joint |  | 797.00 |  | Open
421459 |  |  |  | Customer Broker: BGL (Inno-Vet account), 514-288-8111 | CUSTOMER BROKER BGL INNO VET ACCOUNT 514 288 8111 |  |  |  | Additional Features / Notes: | Open
421459 |  |  |  | SHIP WITH FANS REFERENCED BY CUSTOMER PO(s) 7074 | SHIP WITH FANS REFERENCED BY CUSTOMER PO S 7074 |  |  |  | Additional Features / Notes: | Open
421459 |  |  | MOTOR, TESTING | Run Test - N/A (Send to Sales for Run Test Availability Check if CBC is mounting the motor) | RUN TEST N A SEND TO SALES FOR RUN TEST AVAILABILITY CHECK IF CBC IS MOUNTING THE MOTOR |  |  |  | Additional Features / Notes: | Open
421454 |  | CO#1 | UNITARY BASE | Base Fan L 25,248.00 | BASE FAN |  |  | 25,248.00 |  | Open
421454 |  | CO#1 | BEARINGS, MOTOR, VIBRATION ISOLATION | Motor (EM4400T-G C 5,386.17 215.00 896.00 6,497.00 269.00 | MOTOR EM4400T G | M2F Add Isolated Bearings for NEMA 404 to 405 ; M15B Replace Nameplate - RR # 10) ; Vendor: Baldor/Reliance ; 100 HP, 1785 RPM, Enclosure: TEFC ; 405T, Cast Iron, Foot Mounted, 3/60/460, F1, ; 1.15 SF |  | 5,386.17 |  | Open
421454 |  | CO#1 |  | Mounting Charge L INC | MOUNTING CHARGE |  |  | INC |  | Open
421454 |  | CO#1 | ACCESS DOOR | Access Door, Quick Clamp L 694.00 | ACCESS DOOR QUICK CLAMP | Door Location: @9:00 |  | 694.00 |  | Open
421454 |  | CO#1 | EXTENDED LUBE | Extended Grease Fittings L 271.00 | EXTENDED GREASE FITTINGS |  |  | 271.00 |  | Open
421454 |  | CO#1 | DRAIN | Housing Drain with Plug L 126.00 | HOUSING DRAIN WITH PLUG |  |  | 126.00 |  | Open
421454 |  | CO#1 | FLANGE | Inlet, Flanged, Punched L 2,388.00 | INLET FLANGED PUNCHED |  |  | 2,388.00 |  | Open
421454 |  | CO#1 |  | Lifting Lugs L INC | LIFTING LUGS |  |  | INC |  | Open
421454 |  | CO#1 | TESTING | Mechanical Run Test, Standard L STD | MECHANICAL RUN TEST STANDARD |  |  | STD |  | Open
421454 |  | CO#1 | FLANGE | Outlet, Flanged, Punched L 946.00 | OUTLET FLANGED PUNCHED |  |  | 946.00 |  | Open
421454 |  | CO#1 |  | Percent Width (68%) L INC | PERCENT WIDTH 68% |  |  | INC |  | Open
421454 |  | CO#1 | SPARK RESISTANT | Spark Resistant Construction, AMCA Type B (Spark L 6,337.00 | SPARK RESISTANT CONSTRUCTION AMCA TYPE B SPARK | Resistant Construction, AMCA Type B, Inquiry Num: |  | 6,337.00 |  | Open
421454 |  | CO#1 | VIBRATION ISOLATION | Vibration Base L 1,794.00 | VIBRATION BASE |  |  | 1,794.00 |  | Open
421454 |  | CO#1 |  | Warranty, Exclusive 3 Year L INC | WARRANTY EXCLUSIVE 3 YEAR |  |  | INC |  | Open
421454 |  | CO#1 |  | Wheel, Aluminum (AMCA B) L INC | WHEEL ALUMINUM AMCA B |  |  | INC |  | Open
421454 |  | CO#1 | VIBRATION ISOLATION | Isolator, Spring 1" Deflection (364 - 405 Frame) C 511.00 256.00 767.00 77.00 | ISOLATOR SPRING 1 DEFLECTION 364 405 FRAME | 421454 SPACEX DRAGON 1173 ; Furnished By: CBC |  | 511.00 |  | Open
421454 |  | CO#1 |  | Ship Loose (Freight Included) L 108.00 | SHIP LOOSE FREIGHT INCLUDED |  |  | 108.00 |  | Open
421454 |  | CO#1 | TESTING | Run Test - Required | RUN TEST REQUIRED |  |  |  | Additional Features / Notes: | Open
421454 |  | CO#1 | VIBRATION ISOLATION | Additional Shipping Notes: ISOLATORS TO SHIP TO CBC AS BEST WAY/PREPAY AND ADD PER KAM AND ANDY | ADDITIONAL SHIPPING NOTES ISOLATORS TO SHIP TO CBC AS BEST WAY PREPAY AND ADD PER KAM AND ANDY |  |  |  | Additional Features / Notes: | Open
421447 |  |  | UNITARY BASE | Base Fan L 3,999.00 | BASE FAN |  |  | 3,999.00 |  | Open
421447 |  |  | DRAIN, MOTOR, WEATHER COVER | Motor (motor with weather cover C 1,097.26 44.00 182.00 1,323.00 55.00 | MOTOR MOTOR WITH WEATHER COVER | M7A Add Condensation Drain Holes - VERTICAL ; SHAFT DOWN ; M8A Install Dripcover on TEFC or ODP) ; Vendor: Baldor/Reliance ; 20 HP, 3600 RPM, Enclosure: TEFC Premium ; 256TC, Cast Iron, C-Face, With Feet, ; 3/60/230/460, F1, 1.15 SF |  | 1,097.26 |  | Open
421447 |  |  |  | Mounting Charge L INC | MOUNTING CHARGE |  |  | INC |  | Open
421447 |  |  |  | Inlet Cone, Aluminum (AMCA C) L INC | INLET CONE ALUMINUM AMCA C |  |  | INC |  | Open
421447 |  |  | FLANGE | Inlet, Punched Flanged L STD | INLET PUNCHED FLANGED |  |  | STD |  | Open
421447 |  |  | TESTING | Mechanical Run Test, Standard L STD | MECHANICAL RUN TEST STANDARD |  |  | STD |  | Open
421447 |  |  |  | Percent Width (90%) L STD | PERCENT WIDTH 90% |  |  | STD |  | Open
421447 |  |  | SPARK RESISTANT | Spark Resistant Construction, AMCA Type C L 746.00 | SPARK RESISTANT CONSTRUCTION AMCA TYPE |  |  | 746.00 |  | Open
421447 |  |  | MOTOR | Warranty, Exclusive 3 Year L INC | WARRANTY EXCLUSIVE 3 YEAR | Add caulk to the tab and slot areas on the housing N NaN ; drive side sheet., Inquiry Num: 340-23-4568 ; Add weep holes to the drive side stiffeners that N NaN ; surround the motor., Inquiry Num: 340-23-4568 |  | INC |  | Open
421447 |  |  |  | Hole Diameters to Match Cincinnati Fans, Inquiry L | HOLE DIAMETERS TO MATCH CINCINNATI FANS INQUIRY | Num: 340-22-1404 ; 421447 RFQ P79317 |  |  |  | Open
421447 |  |  |  | Inlet Direction: Vertical Inlet Down | INLET DIRECTION VERTICAL INLET DOWN |  |  |  | Additional Features / Notes: | Open
421447 |  |  | TESTING | Run Test - Required | RUN TEST REQUIRED |  |  |  | Additional Features / Notes: | Open
421388 |  | CO#4 | UNITARY BASE | Base Fan L 21,798.00 | BASE FAN |  |  | 21,798.00 |  | Open
421388 |  | CO#4 | BEARINGS, MOTOR, VFD | Motor (1LE23213AB116EA3D47 C 5,759.00 230.00 958.00 6,947.00 287.00 | MOTOR 1LE23213AB116EA3D47 | Dietz ; 40HP, 1800RPM, 324TC Frame, 3PH, 60HZ, ; 460VAC, TEAO Encl ; Cls F Ins, Nema Des B, 1.15SF, 40C Ambient, Cont ; Duty, ; Type SD100 , Premium Efficient, Severe Duty, Cls B ; Rise, ; Regreasable Bearings, IP55 Protection, ; Inverter Duty 20:1 Variable Torque, ; Class 1 Groups A,B,C,D, Division 2, T3 |  | 5,759.00 |  | Open
421388 |  | CO#4 |  | Mounting Charge L INC | MOUNTING CHARGE |  |  | INC |  | Open
421388 |  | CO#4 | FLANGE | Flange Reinforcing Gussets L 676.00 | FLANGE REINFORCING GUSSETS | Location: Non-Wheel End Flanges (Outlet ; Flange) |  | 676.00 |  | Open
421388 |  | CO#4 | SCREEN | Inlet Wire Screen Guard, Mounted to Bell L 818.00 | INLET WIRE SCREEN GUARD MOUNTED TO BELL |  |  | 818.00 |  | Open
421388 |  | CO#4 |  | Inlet, Bell L 1,085.00 | INLET BELL |  |  | 1,085.00 |  | Open
421388 |  | CO#4 | TESTING | Mechanical Run Test, Standard L STD | MECHANICAL RUN TEST STANDARD |  |  | STD |  | Open
421388 |  | CO#4 | MOTOR | Motor Conduit Box Location L STD | MOTOR CONDUIT BOX LOCATION | Viewed from Outlet: @12:00 |  | STD |  | Open
421388 |  | CO#4 |  | Warranty, Exclusive 3 Year L INC | WARRANTY EXCLUSIVE 3 YEAR |  |  | INC |  | Open
421388 |  | CO#4 |  | Similar To 271041, Inquiry Num: 302-26-1664 L 500.00 | SIMILAR TO 271041 INQUIRY NUM 302 26 1664 |  |  | 500.00 |  | Open
421388 |  | CO#4 |  | Product 24,169.00 | PRODUCT |  |  | 24,169.00 |  | Open
421388 |  | CO#4 | TESTING | Run Test - Required | RUN TEST REQUIRED |  |  |  | Additional Features / Notes: | Open
421388 |  | CO#4 |  | Additional Shipping Notes: SHIP COMPLETE ORDERS | ADDITIONAL SHIPPING NOTES SHIP COMPLETE ORDERS |  |  |  | Additional Features / Notes: | Open
421388 |  | CO#4 |  | PARTIAL DELIVERIES ARE NOT ALLOWEDED WITHOUT APPROVAL FROM THE | PARTIAL DELIVERIES ARE NOT ALLOWEDED WITHOUT APPROVAL FROM THE |  |  |  | Additional Features / Notes: | Open
421388 |  | CO#4 |  | PURCHASING DEPARTMENT | PURCHASING DEPARTMENT |  |  |  | Additional Features / Notes: | Open
421388 |  | CO#4 |  | ESTIMATED FREIGHT CHARGES MUST BE INCLUDED ON THE CONFIRMATION | ESTIMATED FREIGHT CHARGES MUST BE INCLUDED ON THE CONFIRMATION |  |  |  | Additional Features / Notes: | Open
421388 |  | CO#4 |  | RECEIVING HOURS ARE 7:30 AM - 3:30 PM MONDAY - FRIDAY UNLESS AFTER | RECEIVING HOURS ARE 7 30 AM 3 30 PM MONDAY FRIDAY UNLESS AFTER |  |  |  | Additional Features / Notes: | Open
421388 |  | CO#4 |  | HOURS DELIVERY IS REQUEST | HOURS DELIVERY IS REQUEST |  |  |  | Additional Features / Notes: | Open
421335 |  | CO#3 | UNITARY BASE | Base Fan L 18,059.00 | BASE FAN |  |  | 18,059.00 |  | Open
421335 |  | CO#3 | ACCESS DOOR | Access Door, Access Port with Plug L 842.00 | ACCESS DOOR ACCESS PORT WITH PLUG | Door Location: @3:00 |  | 842.00 |  | Open
421335 |  | CO#3 | BELT GUARD | Belt Guard, Provided by others L STD | BELT GUARD PROVIDED BY OTHERS |  |  | STD |  | Open
421335 |  | CO#3 | EXTENDED LUBE | Extended Grease Fittings L 195.00 | EXTENDED GREASE FITTINGS |  |  | 195.00 |  | Open
421335 |  | CO#3 | DRAIN | Housing Drain with Plug L 126.00 | HOUSING DRAIN WITH PLUG |  |  | 126.00 |  | Open
421335 |  | CO#3 | 3D STEP DRAWINGS | Include 3D STEP Drawings L 991.00 | INCLUDE 3D STEP DRAWINGS |  |  | 991.00 |  | Open
421335 |  | CO#3 |  | Inlet, Tube L STD | INLET TUBE |  |  | STD |  | Open
421335 |  | CO#3 | FLANGE | Outlet, Flanged, Punched L STD | OUTLET FLANGED PUNCHED |  |  | STD |  | Open
421335 |  | CO#3 | BEARINGS, COATING | Shaft and Bearing Guard, Painted Safety Yellow L 949.00 | SHAFT AND BEARING GUARD PAINTED SAFETY YELLOW |  |  | 949.00 |  | Open
421335 |  | CO#3 | SHAFT SEAL | Shaft Seal (Not Gas Tight) L 264.00 | SHAFT SEAL NOT GAS TIGHT |  |  | 264.00 |  | Open
421335 |  | CO#3 |  | 421335 26-8015 26-8015 | 421335 26 8015 26 8015 |  |  |  | Additional Features / Notes: | Open
421335 |  | CO#3 |  | Customer Broker: NoGlobalBorders, 105-287 Richmond St. E. Toronto, ON M5A 1P2 Canada, (416) 360-4642 | CUSTOMER BROKER NOGLOBALBORDERS 105 287 RICHMOND ST E TORONTO ON M5A 1P2 CANADA 416 360 4642 |  |  |  | Additional Features / Notes: | Open
421314 |  | CO#2 | MOTOR | Base Fan (Base fan, Suitable for 3600rpm Motor, L 5,761.00 | BASE FAN BASE FAN SUITABLE FOR 3600RPM MOTOR | Inquiry Num: 317-26-1510) |  | 5,761.00 |  | Open
421314 |  | CO#2 | MOTOR, VFD | Motor C 254.83 5.00 62.00 322.00 19.00 | MOTOR | Vendor: Toshiba or equivalent ; 3 HP, 3600 RPM, Enclosure: TEFC Premium ; 182T, Cast Iron, Foot Mounted, 3/60/230/460, ; F1, 1.15 SF ; Model #0032SDSR41A-P, PN 06-6-0020-01 ; VFD Suitable ; CBC Mount |  | 254.83 |  | Open
421314 |  | CO#2 |  | Mounting Charge L 479.00 | MOUNTING CHARGE |  |  | 479.00 |  | Open
421314 |  | CO#2 | V-BELT DRIVE | Drive (Drive Set, Constant Speed (CBC mounted), N 360.00 36.00 | DRIVE DRIVE SET CONSTANT SPEED CBC MOUNTED | Inquiry Num: 317-26-1510) ; Constant Speed, SF: 1.2 |  | 360.00 |  | Open
421314 |  | CO#2 | BELT GUARD, COATING | Belt Guard, Painted Safety Yellow L 945.00 | BELT GUARD PAINTED SAFETY YELLOW | CBC Mount ; Tach Hole in Guard: None |  | 945.00 |  | Open
421314 |  | CO#2 | 3D STEP DRAWINGS | Include 3D STEP Drawings L 496.00 | INCLUDE 3D STEP DRAWINGS |  |  | 496.00 |  | Open
421314 |  | CO#2 | TESTING | Mechanical Run Test, Standard L STD | MECHANICAL RUN TEST STANDARD |  |  | STD |  | Open
421314 |  | CO#2 |  | Wheel, Steel L STD | WHEEL STEEL |  |  | STD |  | Open
421314 |  | CO#2 |  | Similar to 328675, Inquiry Num: 317-26-1510 L 500.00 | SIMILAR TO 328675 INQUIRY NUM 317 26 1510 |  |  | 500.00 |  | Open
421314 |  | CO#2 | DAMPER, INLET VANES | IVD C 2,750.79 440.00 3,191.00 132.00 | INLET VANE DAMPER | Vendor: Ruskin ; Ship Loose ; Product: Damper |  | 2,750.79 |  | Open
421314 |  | CO#2 |  | Ship Loose Charge N 160.00 16.00 | SHIP LOOSE CHARGE |  |  | 160.00 |  | Open
421314 |  | CO#2 |  | CASH IN ADVANCE | CASH IN ADVANCE |  |  |  | Additional Features / Notes: | Open
421314 |  | CO#2 |  | NO TAXES | NO TAXES |  |  |  | Additional Features / Notes: | Open
421256 |  | CO#1 | UNITARY BASE | Base Fan (Base Fan, Suitable for 132S Frame, L 4,051.00 | BASE FAN BASE FAN SUITABLE FOR 132S FRAME | Inquiry Num: 350-26-1415) |  | 4,051.00 |  | Open
421256 |  | CO#1 | MOTOR, VFD | Motor (Multimounting IE3 10 HP 2P 132S 3Ph C 864.10 26.00 208.00 1,098.00 62.00 | MOTOR MULTIMOUNTING IE3 10 HP 2P 132S 3PH | 230/460//380-415 V 60 Hz IC411 - TEFC - B3L(E) ; Mods: Add tropicalization, RETIE label ; Replate to read: ; 7.5 kW ; 3600 RPM ; 3/60/460V (Columbia) ; TEFC ; VFD Considered- Yes) ; Vendor: Weg ; 10 HP, 3600 RPM, Enclosure: TEFC |  | 864.10 |  | Open
421256 |  | CO#1 |  | Mounting Charge L INC | MOUNTING CHARGE |  |  | INC |  | Open
421256 |  | CO#1 | 3D STEP DRAWINGS | Include 3D STEP Drawings L NC | INCLUDE 3D STEP DRAWINGS |  |  | NC |  | Open
421256 |  | CO#1 | SCREEN | Inlet Screen, Standard L 195.00 | INLET SCREEN STANDARD |  |  | 195.00 |  | Open
421256 |  | CO#1 |  | Inlet, Open L STD | INLET OPEN |  |  | STD |  | Open
421256 |  | CO#1 | TESTING | Mechanical Run Test, Standard L STD | MECHANICAL RUN TEST STANDARD |  |  | STD |  | Open
421256 |  | CO#1 | MOTOR | Non Standard Motor Frame L INC | NON STANDARD MOTOR FRAME |  |  | INC |  | Open
421256 |  | CO#1 | FLANGE | Outlet, Flanged, Punched L STD | OUTLET FLANGED PUNCHED |  |  | STD |  | Open
421256 |  | CO#1 |  | Warranty, Exclusive 3 Year L INC | WARRANTY EXCLUSIVE 3 YEAR |  |  | INC |  | Open
421256 |  | CO#1 |  | Metric Hardware, Inquiry Num: 350-26-1415 L 627.00 | METRIC HARDWARE INQUIRY NUM 350 26 1415 |  |  | 627.00 |  | Open
421256 |  | CO#1 | TESTING | Run Test - Required | RUN TEST REQUIRED |  |  |  | Additional Features / Notes: | Open
421237 |  | CO#1 | UNITARY BASE | Base Fan L 17,787.00 | BASE FAN |  |  | 17,787.00 |  | Open
421237 |  | CO#1 | MOTOR, VFD | Motor C 3,902.40 624.00 4,526.00 187.00 | MOTOR | Vendor: TECHTOP or equivalent ; 100 HP, 3600 RPM, Enclosure: TEFC Premium ; 405TS, Cast Iron, Foot Mounted, 3/60/230/460, ; F1, 1.15 SF ; Model #GR3-CI-TF-405TS-2-BR-D-100 ; VFD Suitable ; CBC Mount |  | 3,902.40 |  | Open
421237 |  | CO#1 |  | Mounting Charge L INC | MOUNTING CHARGE |  |  | INC |  | Open
421237 |  | CO#1 | ACCESS DOOR | Access Door, Quick Clamp L 386.00 | ACCESS DOOR QUICK CLAMP | Door Location: @3:00 |  | 386.00 |  | Open
421237 |  | CO#1 | FLEX CONNECTOR | Flexible Coupling, Falk Type "T" Steelflex or C 488.00 244.00 732.00 73.00 | FLEXIBLE COUPLING FALK TYPE T STEELFLEX OR | Equivalent ; Size: 1070T ; Fit: Clearance ; Bolts: Horizontal split cover T10 - Std ; Puller Holes: None ; Set Screws ; CBC Mount |  | 488.00 |  | Open
421237 |  | CO#1 |  | Mounting Options: Both Halves L 1,777.00 | MOUNTING OPTIONS BOTH HALVES |  |  | 1,777.00 |  | Open
421237 |  | CO#1 | DRAIN | Housing Drain with Plug L 126.00 | HOUSING DRAIN WITH PLUG |  |  | 126.00 |  | Open
421237 |  | CO#1 | 3D STEP DRAWINGS | Include 3D STEP Drawings L 991.00 | INCLUDE 3D STEP DRAWINGS |  |  | 991.00 |  | Open
421237 |  | CO#1 |  | Inlet, Open L STD | INLET OPEN |  |  | STD |  | Open
421237 |  | CO#1 | TESTING | Mechanical Run Test, Standard L STD | MECHANICAL RUN TEST STANDARD |  |  | STD |  | Open
421237 |  | CO#1 | FLANGE | Outlet, Flanged, Punched L STD | OUTLET FLANGED PUNCHED | 421237 Square One Purchase Order - 0506345 ; 0506345 Ardagh Blower |  | STD |  | Open
421237 |  | CO#1 |  | Percent Width (88.4%) L 1,439.00 | PERCENT WIDTH 88.4% |  |  | 1,439.00 |  | Open
421237 |  | CO#1 | BEARINGS, COATING | Shaft, Bearing, and Coupling Guard, Painted Safety L 1,948.00 | SHAFT BEARING AND COUPLING GUARD PAINTED SAFETY | Yellow |  | 1,948.00 |  | Open
421237 |  | CO#1 | FLANGE, FLEX CONNECTOR | Part: URT540716.3X27.9-6-2 C 668.00 125.00 204.00 997.00 61.00 | PART URT540716.3X27.9 6 2 | ChemShield 5407 Fabric U-Belt Expansion Joint, 16- ; 1/4" x 27-7/8" Ins. Dim., 6" F/F, ; 2" Flange, 1/4" Thk. A36 CS Backing Bars (Primed). ; Holes Punched per Customer ; Bolt Pattern. ; Vendor: FlexibleCompensators ; Ship Direct ; Product: Expansion Joint |  | 668.00 |  | Open
421237 |  | CO#1 | FLANGE, FLEX CONNECTOR | Product 18,937.00 | PRODUCT | ChemShield 5407 Fabric U-Belt Expansion Joint, 16-1/4" x 27- ; 7/8" Ins. Dim., 6" F/F, ; 2" Flange, 1/4" Thk. A36 CS Backing Bars (Primed). Holes ; Punched per Customer ; Bolt Pattern.: 12 Weeks |  | 18,937.00 |  | Open
421237 |  | CO#1 | TESTING | Run Test - Required | RUN TEST REQUIRED |  |  |  | Additional Features / Notes: | Open
421237 |  | CO#1 |  | Additional Shipping Notes: Shipping to Ardagh Glass Inc. 443 South East Avenue Bridgeton, NJ 08302 | ADDITIONAL SHIPPING NOTES SHIPPING TO ARDAGH GLASS INC 443 SOUTH EAST AVENUE BRIDGETON NJ 08302 |  |  |  | Additional Features / Notes: | Open
421219 |  | CO#3 | UNITARY BASE | Base Fan L 4,949.00 | BASE FAN |  |  | 4,949.00 |  | Open
421219 |  | CO#3 | BEARINGS, MOTOR, VFD | Motor (CEM4114T C 2,483.88 99.00 413.00 2,996.00 124.00 | MOTOR CEM4114T | M39B-1 Internal AEGIS Bearing Protection Ring) ; Vendor: ABB ; 50 HP, 3600 RPM, Enclosure: TEFC Premium ; 326TSC, Cast Iron, C-Face, With Feet, ; 3/60/230/460, F2, 1.15 SF ; VFD Controlled |  | 2,483.88 |  | Open
421219 |  | CO#3 |  | Mounting Charge L INC | MOUNTING CHARGE |  |  | INC |  | Open
421219 |  | CO#3 |  | Housing, Square L 284.00 | HOUSING SQUARE |  |  | 284.00 |  | Open
421219 |  | CO#3 | 3D STEP DRAWINGS | Include 3D STEP Drawings L NC | INCLUDE 3D STEP DRAWINGS |  |  | NC |  | Open
421219 |  | CO#3 | FLANGE | Inlet, Punched Flanged L STD | INLET PUNCHED FLANGED |  |  | STD |  | Open
421219 |  | CO#3 | TESTING | Mechanical Run Test, Standard L STD | MECHANICAL RUN TEST STANDARD |  |  | STD |  | Open
421219 |  | CO#3 |  | Warranty, Exclusive 3 Year L INC | WARRANTY EXCLUSIVE 3 YEAR |  |  | INC |  | Open
421219 |  | CO#3 |  | Inlet Direction: Vertical Inlet Down | INLET DIRECTION VERTICAL INLET DOWN |  |  |  | Additional Features / Notes: | Open
421219 |  | CO#3 | TESTING | Run Test - Required | RUN TEST REQUIRED |  |  |  | Additional Features / Notes: | Open
421214 |  |  | UNITARY BASE | Base Fan L 18,611.00 | BASE FAN |  |  | 18,611.00 |  | Open
421214 |  |  | MOTOR, VFD | Motor C 394.98 14.00 98.00 507.00 29.00 | MOTOR | Vendor: Baldor or equivalent ; 7.5 HP, 1800 RPM, Enclosure: TEFC Premium ; 213T, Cast Iron, Foot Mounted, 3/60/230/460, ; F1, 1.15 SF ; Model #EM3770T ; VFD Suitable ; CBC Mount |  | 394.98 |  | Open
421214 |  |  |  | Mounting Charge L 895.00 | MOUNTING CHARGE |  |  | 895.00 |  | Open
421214 |  |  | MOTOR, V-BELT DRIVE | Drive (Max/Min RPM: 1439/1439, 2 belts: BX76, C 212.00 125.00 106.00 318.00 32.00 | DRIVE MAX MIN RPM 1439 1439 2 BELTS BX76 | Motor Sheave/Bushing: 2TB34/P1 (1 3/8"), Fan ; Sheave/Bushing: 2TB42/P1 (1 11/16"), Actual SF: ; 1.32, Actual CD: 32.93) ; Constant Speed, SF: 1.2 |  | 212.00 |  | Open
421214 |  |  | ACCESS DOOR, STAINLESS STEEL | Access Door, Bolted, 304 SS Construction L 664.00 | ACCESS DOOR BOLTED 304 STAINLESS STEEL CONSTRUCTION | Door Location: @3:00 |  | 664.00 |  | Open
421214 |  |  | BELT GUARD, COATING | Belt Guard, Painted Safety Yellow, Standard Steel L 663.00 | BELT GUARD PAINTED SAFETY YELLOW STANDARD STEEL | Construction ; CBC Mount ; Tach Hole in Guard: None |  | 663.00 |  | Open
421214 |  |  | EXTENDED LUBE | Extended Grease Fittings, Standard Steel L 280.00 | EXTENDED GREASE FITTINGS STANDARD STEEL | Construction |  | 280.00 |  | Open
421214 |  |  | DRAIN, STAINLESS STEEL | Housing Drain with Plug, 304 SS Construction L 328.00 | HOUSING DRAIN WITH PLUG 304 STAINLESS STEEL CONSTRUCTION |  |  | 328.00 |  | Open
421214 |  |  | STAINLESS STEEL | Inlet, Slip, 304 SS Construction L 565.00 | INLET SLIP 304 STAINLESS STEEL CONSTRUCTION |  |  | 565.00 |  | Open
421214 |  |  | TESTING | Mechanical Run Test, Standard L STD | MECHANICAL RUN TEST STANDARD |  |  | STD |  | Open
421214 |  |  | FLANGE, STAINLESS STEEL | Outlet, Flanged, Punched, 304 SS Construction L STD | OUTLET FLANGED PUNCHED 304 STAINLESS STEEL CONSTRUCTION |  |  | STD |  | Open
421214 |  |  | COATING | Passivation of Welds L 1,499.00 | PASSIVATION OF WELDS |  |  | 1,499.00 |  | Open
421214 |  |  | BEARINGS, COATING | Shaft and Bearing Guard, Painted Safety Yellow, L 531.00 | SHAFT AND BEARING GUARD PAINTED SAFETY YELLOW | Standard Steel Construction |  | 531.00 |  | Open
421214 |  |  | SHAFT SEAL, STAINLESS STEEL | Shaft Seal (Not Gas Tight), 304 SS Construction L 461.00 | SHAFT SEAL NOT GAS TIGHT 304 STAINLESS STEEL CONSTRUCTION |  |  | 461.00 |  | Open
421214 |  |  |  | COMMISSION OVERRIDE # = 342-9-1655 | COMMISSION OVERRIDE # 342 9 1655 |  |  |  | Additional Features / Notes: | Open
421214 |  |  | TESTING | Run Test - Required | RUN TEST REQUIRED |  |  |  | Additional Features / Notes: | Open
421214 |  |  |  | 1439/1439 BX76 2 2TB34 P1 2B5V42 P1 1.32 32.93 209.00 | 1439 1439 BX76 2 2TB34 P1 2B5V42 P1 |  |  | 1.32 |  | Open
421214 |  |  |  | *1439/1439 BX76 2 2TB34 P1 2TB42 P1 1.32 32.93 212.00 | 1439 1439 BX76 2 2TB34 P1 2TB42 P1 |  |  | 1.32 |  | Open
421214 |  |  |  | 1452/1452 BX77 2 2TB36 P1 2B5V44 P1 1.41 33.12 218.00 | 1452 1452 BX77 2 2TB36 P1 2B5V44 P1 |  |  | 1.41 |  | Open
421214 |  |  |  | 1452/1452 BX77 2 2TB36 P1 2TB44 P1 1.41 33.12 219.00 | 1452 1452 BX77 2 2TB36 P1 2TB44 P1 |  |  | 1.41 |  | Open
421214 |  |  |  | 1393/1393 BX77 2 2TB36 P1 2B5V46 B 1.44 32.96 223.00 | 1393 1393 BX77 2 2TB36 P1 2B5V46 B |  |  | 1.44 |  | Open
421214 |  |  |  | 1464/1464 BX77 2 2TB38 P1 2B5V46 B 1.52 32.8 224.00 | 1464 1464 BX77 2 2TB38 P1 2B5V46 B 1.52 32.8 |  |  | 224.00 |  | Open
421214 |  |  |  | 1393/1393 BX77 2 2TB36 P1 2TB46 P1 1.44 32.96 226.00 | 1393 1393 BX77 2 2TB36 P1 2TB46 P1 |  |  | 1.44 |  | Open
421214 |  |  |  | 1407/1407 BX78 2 2TB38 P1 2B5V48 B 1.55 33.15 227.00 | 1407 1407 BX78 2 2TB38 P1 2B5V48 B |  |  | 1.55 |  | Open
421214 |  |  |  | 1464/1464 BX77 2 2TB38 P1 2TB46 P1 1.52 32.8 227.00 | 1464 1464 BX77 2 2TB38 P1 2TB46 P1 1.52 32.8 |  |  | 227.00 |  | Open
421214 |  |  | MOTOR | 1432/1432 B79 2 2B5V42 P1 2B5V52 B 1.23 33.02 229.00 | 1432 1432 B79 2 2B5V42 P1 2B5V52 B | Notes: ; * Selected Drive ; Length units are inches unless otherwise noted. ; Motor conduit box in F1 position. ; Specified minimum belt service factor: 1.2 ; Center Distance range assumes adjustable base per drawing 7-2-94. |  | 1.23 |  | Open
421214 |  |  |  | Center Distance with allowance for install and take-up: 32.24 - 35.24 | CENTER DISTANCE WITH ALLOWANCE FOR INSTALL AND TAKE UP 32.24 |  |  | 35.24 |  | Open
421202 |  | CO#2 | UNITARY BASE | Base Fan L 11,965.00 | BASE FAN |  |  | 11,965.00 |  | Open
421202 |  | CO#2 | MOTOR | Motor (WEG 00312ET3E213T- C 654.16 20.00 160.00 834.00 48.00 | MOTOR WEG 00312ET3E213T | Vendor: Weg ; 3 HP, 1200 RPM, Enclosure: TEFC Premium ; 213T, Cast Iron, Foot Mounted, 3/60/230/460, ; F1, 1.15 SF |  | 654.16 |  | Open
421202 |  | CO#2 |  | Mounting Charge L INC | MOUNTING CHARGE |  |  | INC |  | Open
421202 |  | CO#2 | BEARINGS, COATING, MOTOR, UNITARY BASE | Paint: Interior, Wheel, Exterior, Motor Base, L 1,019.00 | PAINT INTERIOR WHEEL EXTERIOR MOTOR BASE | Channel Base and Bearing Base ; CBC, Enamels - RAL 1003 Signal yellow, Coats: |  | 1,019.00 |  | Open
421202 |  | CO#2 | COATING | Pre-Coating Assembly/Disassembly L 1,383.00 | PRE COATING ASSEMBLY DISASSEMBLY |  |  | 1,383.00 |  | Open
421202 |  | CO#2 | ACCESS DOOR | Access Door, Quick Clamp L 416.00 | ACCESS DOOR QUICK CLAMP | Door Location: @9:00 |  | 416.00 |  | Open
421202 |  | CO#2 |  | AWS D1.1 Code Welding on Static Components L 3,148.00 | AWS D1.1 CODE WELDING ON STATIC COMPONENTS |  |  | 3,148.00 |  | Open
421202 |  | CO#2 |  | AWS D14.6 Code Welding on Rotating Components L 3,955.00 | AWS D14.6 CODE WELDING ON ROTATING COMPONENTS |  |  | 3,955.00 |  | Open
421202 |  | CO#2 | DRAIN | Housing Drain with Plug L 126.00 | HOUSING DRAIN WITH PLUG |  |  | 126.00 |  | Open
421202 |  | CO#2 | FLANGE | Inlet, Flanged, Punched L 580.00 | INLET FLANGED PUNCHED |  |  | 580.00 |  | Open
421202 |  | CO#2 |  | Lifting Lugs L INC | LIFTING LUGS |  |  | INC |  | Open
421202 |  | CO#2 | TESTING | Mechanical Run Test, Standard L STD | MECHANICAL RUN TEST STANDARD |  |  | STD |  | Open
421202 |  | CO#2 | FLANGE | Outlet, Flanged, Punched L 561.00 | OUTLET FLANGED PUNCHED |  |  | 561.00 |  | Open
421202 |  | CO#2 | SHAFT SEAL | Shaft Seal (Not Gas Tight) L 771.00 | SHAFT SEAL NOT GAS TIGHT |  |  | 771.00 |  | Open
421202 |  | CO#2 | SPARK RESISTANT | Spark Resistant Construction, AMCA Type C, 650° F L 1,131.00 | SPARK RESISTANT CONSTRUCTION AMCA TYPE C 650 F | Max |  | 1,131.00 |  | Open
421202 |  | CO#2 |  | Warranty, Exclusive 3 Year L INC | WARRANTY EXCLUSIVE 3 YEAR |  |  | INC |  | Open
421202 |  | CO#2 | FLANGE, FLEX CONNECTOR | Expansion Joint Inlet - URD540731.8-6-3 C 999.00 210.00 1,209.00 63.00 | EXPANSION JOINT INLET URD540731.8 6 3 | ChemShield 5407 Fabric U-Belt Expansion Joint, 31- ; 3/4" ID x 6" F/F, 3" Flange, ; 1/4" Thk. A36 CS Backing Rings (Primed) ; Vendor: FlexibleCompensators ; Ship Loose ; Product: Expansion Joint |  | 999.00 |  | Open
421202 |  | CO#2 |  | Ship Loose Charge N 60.00 6.00 | SHIP LOOSE CHARGE |  |  | 60.00 |  | Open
421202 |  | CO#2 | FLANGE, FLEX CONNECTOR | Expansion Joint Outlet - URT540718.5X30.7-6-2 C 690.00 248.00 938.00 74.00 | EXPANSION JOINT OUTLET URT540718.5X30.7 6 2 | ChemShield 5407 Fabric U-Belt Expansion Joint, 18- ; 1/2" x 30-11/16" Ins. Dim., 6" ; F/F, 2" Flange, 1/4" Thk. A36 CS Backing Bars ; (Primed) ; Vendor: FlexibleCompensators ; Ship Loose ; Product: Expansion Joint |  | 690.00 |  | Open
421202 |  | CO#2 | VIBRATION ISOLATION | Isolator, Spring 1" Deflection (0 - 326 Frame) C 341.00 171.00 512.00 51.00 | ISOLATOR SPRING 1 DEFLECTION 0 326 FRAME | Furnished By: CBC |  | 341.00 |  | Open
421202 |  | CO#2 |  | Ship Loose (Freight Included) L 108.00 | SHIP LOOSE FREIGHT INCLUDED |  |  | 108.00 |  | Open
421202 |  | CO#2 |  | SHIP WITH FANS REFERENCED BY CUSTOMER PO(s) 9P3235_0304 | SHIP WITH FANS REFERENCED BY CUSTOMER PO S 9P3235 0304 |  |  |  | Additional Features / Notes: | Open
421202 |  | CO#2 | TESTING | Run Test - Required | RUN TEST REQUIRED |  |  |  | Additional Features / Notes: | Open
421201 |  | CO#1 | UNITARY BASE | Base Fan L 8,695.00 | BASE FAN |  |  | 8,695.00 |  | Open
421201 |  | CO#1 | MOTOR | Motor (WEG 00112ET3E145T-W22+Thermostats C 408.87 12.00 100.00 521.00 30.00 | MOTOR WEG 00112ET3E145T W22 THERMOSTATS | Replate to read ; 1 HP ; 1200 RPM ; Vendor: Weg ; 1 HP, 1200 RPM, Enclosure: TEFC Premium ; 145T, Cast Iron, Foot Mounted, 3/60/230/460, ; F1, 1.15 SF |  | 408.87 |  | Open
421201 |  | CO#1 |  | Mounting Charge L INC | MOUNTING CHARGE |  |  | INC |  | Open
421201 |  | CO#1 | BEARINGS, COATING, MOTOR, UNITARY BASE | Paint: Interior, Wheel, Exterior, Motor Base, L 983.00 | PAINT INTERIOR WHEEL EXTERIOR MOTOR BASE | Channel Base and Bearing Base ; CBC, Enamels - RAL 1003 Signal yellow, Coats: |  | 983.00 |  | Open
421201 |  | CO#1 | COATING | Pre-Coating Assembly/Disassembly L 1,185.00 | PRE COATING ASSEMBLY DISASSEMBLY |  |  | 1,185.00 |  | Open
421201 |  | CO#1 | ACCESS DOOR | Access Door, Quick Clamp L 332.00 | ACCESS DOOR QUICK CLAMP | Door Location: @9:00 |  | 332.00 |  | Open
421201 |  | CO#1 |  | AWS D1.1 Code Welding on Static Components L 2,732.00 | AWS D1.1 CODE WELDING ON STATIC COMPONENTS |  |  | 2,732.00 |  | Open
421201 |  | CO#1 |  | AWS D14.6 Code Welding on Rotating Components L 3,357.00 | AWS D14.6 CODE WELDING ON ROTATING COMPONENTS |  |  | 3,357.00 |  | Open
421201 |  | CO#1 | DRAIN | Housing Drain with Plug L 126.00 | HOUSING DRAIN WITH PLUG |  |  | 126.00 |  | Open
421201 |  | CO#1 | SCREEN | Inlet Screen, Standard L 228.00 | INLET SCREEN STANDARD |  |  | 228.00 |  | Open
421201 |  | CO#1 |  | Inlet, Open L STD | INLET OPEN |  |  | STD |  | Open
421201 |  | CO#1 |  | Lifting Lugs L INC | LIFTING LUGS |  |  | INC |  | Open
421201 |  | CO#1 | TESTING | Mechanical Run Test, Standard L STD | MECHANICAL RUN TEST STANDARD |  |  | STD |  | Open
421201 |  | CO#1 | FLANGE | Outlet, Flanged, Punched L 471.00 | OUTLET FLANGED PUNCHED |  |  | 471.00 |  | Open
421201 |  | CO#1 |  | Percent Width (80.9%) L INC | PERCENT WIDTH 80.9% |  |  | INC |  | Open
421201 |  | CO#1 | SHAFT SEAL | Shaft Seal (Not Gas Tight) L 769.00 | SHAFT SEAL NOT GAS TIGHT |  |  | 769.00 |  | Open
421201 |  | CO#1 | SPARK RESISTANT | Spark Resistant Construction, AMCA Type C, 650° F L 1,038.00 | SPARK RESISTANT CONSTRUCTION AMCA TYPE C 650 F | Max |  | 1,038.00 |  | Open
421201 |  | CO#1 |  | Warranty, Exclusive 3 Year L INC | WARRANTY EXCLUSIVE 3 YEAR |  |  | INC |  | Open
421201 |  | CO#1 | FLANGE, FLEX CONNECTOR | : URT540714.3X25.4-6-2 C 648.00 260.00 908.00 78.00 | URT540714.3X25.4 6 2 | ChemShield 5407 Fabric U-Belt Expansion Joint, 14- ; 1/4" x 25-3/8" Ins. Dim., 6" F/F, ; 2" Flange, 1/4" Thk. A36 CS Backing Bars (Primed) ; Vendor: FlexibleCompensators ; Ship Loose ; Product: Expansion Joint |  | 648.00 |  | Open
421201 |  | CO#1 |  | Ship Loose Charge N 45.00 5.00 | SHIP LOOSE CHARGE |  |  | 45.00 |  | Open
421201 |  | CO#1 | VIBRATION ISOLATION | Isolator, Spring 1" Deflection (0 - 326 Frame) C 341.00 171.00 512.00 51.00 | ISOLATOR SPRING 1 DEFLECTION 0 326 FRAME | Furnished By: CBC |  | 341.00 |  | Open
421201 |  | CO#1 |  | Ship Loose (Freight Included) L 108.00 | SHIP LOOSE FREIGHT INCLUDED |  |  | 108.00 |  | Open
421201 |  | CO#1 |  | ISPM Wood Inspection Stamp L INC | ISPM WOOD INSPECTION STAMP |  |  | INC |  | Open
421201 |  | CO#1 |  | SHIP WITH FANS REFERENCED BY CUSTOMER PO(s) 9P3235 | SHIP WITH FANS REFERENCED BY CUSTOMER PO S 9P3235 |  |  |  | Additional Features / Notes: | Open
421201 |  | CO#1 | TESTING | Run Test - Required | RUN TEST REQUIRED |  |  |  | Additional Features / Notes: | Open
421136 |  | CO#2 | UNITARY BASE | Base Fan L 11,027.00 | BASE FAN |  |  | 11,027.00 |  | Open
421136 |  | CO#2 | BEARINGS, INSULATION, MOTOR, VFD | Motor (Dietz Modified Louis Allis, C 6,197.00 248.00 1,031.00 7,476.00 309.00 | MOTOR DIETZ MODIFIED LOUIS ALLIS | 50HP, 3600RPM, 326TSC Frame, 3PH, 60HZ, ; 460VAC, TEAO Encl, Class F Insulation, Class B ; Rise, 1.15SF, 40C Ambient, Cont Duty, Inverter ; Duty 10:1 CT, 20:1 VT, Premium Ball Bearings, ; Class 1 Groups A,B,C,D, Division 2, T3B ; Temperature Code, Regreasable Bearings, IP55 ; Protection, CBC Des 47, Spec SK-47-0004 Rev MM, ; Adapter Plates Included, PN# LAM50-36- ; 326TSCD47, Insulated Bearings DE (6314), NDE ; Dietz to supply recommended procedures for proper |  | 6,197.00 |  | Open
421136 |  | CO#2 |  | Mounting Charge L INC | MOUNTING CHARGE |  |  | INC |  | Open
421136 |  | CO#2 | FLANGE | Flange Reinforcing Gussets L 637.00 | FLANGE REINFORCING GUSSETS | Location: Non-Wheel End Flanges (Outlet ; Flange) |  | 637.00 |  | Open
421136 |  | CO#2 | 3D STEP DRAWINGS | Include 3D STEP Drawings L NC | INCLUDE 3D STEP DRAWINGS | 421136 CB 426-8 349154-83770 |  | NC |  | Open
421136 |  | CO#2 | SCREEN | Inlet Wire Screen Guard, Mounted to Bell L 776.00 | INLET WIRE SCREEN GUARD MOUNTED TO BELL |  |  | 776.00 |  | Open
421136 |  | CO#2 |  | Inlet, Bell L 656.00 | INLET BELL |  |  | 656.00 |  | Open
421136 |  | CO#2 | TESTING | Mechanical Run Test, Standard L STD | MECHANICAL RUN TEST STANDARD |  |  | STD |  | Open
421136 |  | CO#2 | MOTOR | Motor Conduit Box Location L STD | MOTOR CONDUIT BOX LOCATION | Viewed from Outlet: @12:00 |  | STD |  | Open
421136 |  | CO#2 |  | Mounting Lugs, Flare L 360.00 | MOUNTING LUGS FLARE |  |  | 360.00 |  | Open
421136 |  | CO#2 | STAINLESS STEEL | Stainless steel nameplate L 88.00 | STAINLESS STEEL NAMEPLATE |  |  | 88.00 |  | Open
421136 |  | CO#2 |  | Warranty, Exclusive 3 Year L INC | WARRANTY EXCLUSIVE 3 YEAR |  |  | INC |  | Open
421136 |  | CO#2 |  | 6-Sided Open Crate, Inquiry Num: 253-15-1865A L 731.00 | 6 SIDED OPEN CRATE INQUIRY NUM 253 15 1865A |  |  | 731.00 |  | Open
421136 |  | CO#2 |  | Additional support on pallet so fork tines do not L 198.00 | ADDITIONAL SUPPORT ON PALLET SO FORK TINES DO NOT | damage fan., Inquiry Num: 253-15-1865A |  | 198.00 |  | Open
421136 |  | CO#2 | TESTING | Amp draw measurement to be taken at run test, L | AMP DRAW MEASUREMENT TO BE TAKEN AT RUN TEST | Inquiry Num: 253-15-1865A |  |  |  | Open
421136 |  | CO#2 |  | Packing List , Inquiry Num: 253-15-1865 L | PACKING LIST INQUIRY NUM 253 15 1865 |  |  |  |  | Open
421136 |  | CO#2 |  | Pictures of Fan Prior to Shipping, Inquiry Num: 253- L | PICTURES OF FAN PRIOR TO SHIPPING INQUIRY NUM 253 |  |  |  |  | Open
421136 |  | CO#2 | MOTOR | Rotate motor conduit box so knockout faces L | ROTATE MOTOR CONDUIT BOX SO KNOCKOUT FACES | downward to prevent water entry. Apply secure ; stretch wrap over conduit box prior to shipment (for ; vertically mounted fans), Inquiry Num: 253-15- |  |  |  | Open
421136 |  | CO#2 |  | Shrink Wrap around 6-sided open Crate instead of L 524.00 | SHRINK WRAP AROUND 6 SIDED OPEN CRATE INSTEAD OF | Fan (up to Size 5425), Inquiry Num: 253-15-1865A |  | 524.00 |  | Open
421136 |  | CO#2 |  | Prints: | PRINTS |  |  |  | Additional Features / Notes: | Open
421136 |  | CO#2 | MOTOR | Engineering to show fan + accessory weight, motor weight, and total assembled weight on drawings. | ENGINEERING TO SHOW FAN ACCESSORY WEIGHT MOTOR WEIGHT AND TOTAL ASSEMBLED WEIGHT ON DRAWINGS |  |  |  | Additional Features / Notes: | Open
421136 |  | CO#2 |  | Reference SN 412363 | REFERENCE SN 412363 |  |  |  | Additional Features / Notes: | Open
421136 |  | CO#2 | TESTING | Run Test - Required | RUN TEST REQUIRED |  |  |  | Additional Features / Notes: | Open
421136 |  | CO#2 |  | Mark all items with LOT/SER Number, Project, & Heat Lot number – If material is too small to mark, then all packing material is to be | MARK ALL ITEMS WITH LOT SER NUMBER PROJECT HEAT LOT NUMBER IF MATERIAL IS TOO SMALL TO MARK THEN ALL PACKING MATERIAL IS TO BE |  |  |  | Additional Features / Notes: | Open
421136 |  | CO#2 |  | marked with this information. | MARKED WITH THIS INFORMATION |  |  |  | Additional Features / Notes: | Open
421136 |  | CO#2 |  | Please confirm or provide Country of Origin prior to shipment | PLEASE CONFIRM OR PROVIDE COUNTRY OF ORIGIN PRIOR TO SHIPMENT |  |  |  | Additional Features / Notes: | Open
421025 |  | CO#4 | UNITARY BASE | Base Fan L 8,377.00 | BASE FAN |  |  | 8,377.00 |  | Open
421025 |  | CO#4 | MOTOR, VFD | Motor C 200.87 4.00 49.00 254.00 15.00 | MOTOR | Vendor: Toshiba or equivalent ; 1.5 HP, 1800 RPM, Enclosure: TEFC Premium ; 145T, Cast Iron, Foot Mounted, 3/60/230/460, ; F1, 1.15 SF ; Model #Y154SDSR41A-P ; VFD Suitable ; CBC Mount |  | 200.87 |  | Open
421025 |  | CO#4 |  | Mounting Charge L INC | MOUNTING CHARGE |  |  | INC |  | Open
421025 |  | CO#4 | V-BELT DRIVE | Drive N 402.00 40.00 | DRIVE | Constant Speed, SF: 1.2 ; CBC Mount |  | 402.00 |  | Open
421025 |  | CO#4 | BELT GUARD, COATING, MOTOR | Belt Guard, Painted Safety Yellow L 1,581.00 | BELT GUARD PAINTED SAFETY YELLOW | CBC Mount ; Tach Hole in Guard: with Plug ; Fan End ; Motor End |  | 1,581.00 |  | Open
421025 |  | CO#4 | EXTENDED LUBE | Extended Grease Fittings L 195.00 | EXTENDED GREASE FITTINGS |  |  | 195.00 |  | Open
421025 |  | CO#4 | 3D STEP DRAWINGS | Include 3D STEP Drawings L 991.00 | INCLUDE 3D STEP DRAWINGS |  |  | 991.00 |  | Open
421025 |  | CO#4 |  | Inlet, Tube L STD | INLET TUBE |  |  | STD |  | Open
421025 |  | CO#4 | TESTING | Mechanical Run Test, Standard L STD | MECHANICAL RUN TEST STANDARD |  |  | STD |  | Open
421025 |  | CO#4 | FLANGE | Outlet, Flanged, Punched L STD | OUTLET FLANGED PUNCHED |  |  | STD |  | Open
421025 |  | CO#4 | BEARINGS, COATING | Shaft and Bearing Guard, Painted Safety Yellow L 949.00 | SHAFT AND BEARING GUARD PAINTED SAFETY YELLOW |  |  | 949.00 |  | Open
421025 |  | CO#4 |  | Wheel, Steel L 199.00 | WHEEL STEEL |  |  | 199.00 |  | Open
421025 |  | CO#4 |  | Add wheel removal clearances on drawing, Inquiry L 250.00 | ADD WHEEL REMOVAL CLEARANCES ON DRAWING INQUIRY | Num: 360-26-1700 |  | 250.00 |  | Open
421025 |  | CO#4 |  | Bill of Materials on Drawing, Inquiry Num: 360-26- L | BILL OF MATERIALS ON DRAWING INQUIRY NUM 360 26 |  |  |  |  | Open
421025 |  | CO#4 | BEARINGS | Threaded Plug for Shaft and Bearing Guard, Inquiry L 60.00 | THREADED PLUG FOR SHAFT AND BEARING GUARD INQUIRY | Num: 360-26-1700 |  | 60.00 |  | Open
421025 |  | CO#4 | VIBRATION ISOLATION | Isolators, Spring 1" Deflection (0-326 Frame), Ship N 512.00 51.00 | ISOLATORS SPRING 1 DEFLECTION 0 326 FRAME SHIP | Direct, Inquiry Num: 360-26-1700 |  | 512.00 |  | Open
421025 |  | CO#4 | TESTING | Run Test - Required | RUN TEST REQUIRED |  |  |  | Additional Features / Notes: | Open
420734 |  | CO#2 | BEARINGS, FLANGE, INSULATION, MOTOR, VFD | SPECIAL BUILD SST FANS TO-45 DEG C | SPECIAL BUILD SST FANS TO 45 DEG | INLET AND OUTLET PUNCHED FLANGES ; PASSIVATION OF WELDS ; SPECIAL MOTOR MOUNTING FRAME ; WEG SPECIAL -45C BUILD MOTOR ; 50 HP 3600 RPM TEFC 326TSC ; 575/3/60 1.25 S.F. VFD CAPABLE ; INSULATED BEARING NDE ; AEGIS GROUNDING RING DE ; LOW TEMP GREASE MOBILE SHC 32 ; 120 VOLT SPACE HEATER ; INLET AND OUTLET PUNCHED FLANGES ; PASSIVATION OF WELDS ; SPECIAL MOTOR MOUNTING FRAME ; WEG SPECIAL -45C BUILD MOTOR ; 50 HP 3600 RPM TEFC 326TSC ; 575/3/60 1.25 S.F. VFD CAPABLE ; INSULATED BEARING NDE ; AEGIS GROUNDING RING DE ; LOW TEMP GREASE MOBILE SHC 32 ; 120 VOLT SPACE HEATER ; INLET AND OUTLET PUNCHED FLANGES ; PASSIVATION OF WELDS ; SPECIAL MOTOR MOUNTING FRAME ; 420734 WORLEY SST D53 FANS T15364 ; WEG SPECIAL -45C BUILD MOTOR ; 50 HP 3600 RPM TEFC 326TSC ; 575/3/60 1.25 S.F. VFD CAPABLE ; INSULATED BEARING NDE ; AEGIS GROUNDING RING DE ; LOW TEMP GREASE MOBILE SHC 32 ; INLET AND OUTLET PUNCHED FLANGES ; PASSIVATION OF WELDS ; SPECIAL MOTOR MOUNTING FRAME ; WEG SPECIAL -45C BUILD MOTOR ; 50 HP 3600 RPM TEFC 326TSC ; 575/3/60 1.25 S.F. VFD CAPABLE ; INSULATED BEARING NDE ; AEGIS GROUNDING RING DE ; LOW TEMP GREASE MOBILE SHC 32 ; 120 VOLT SPACE HEATER |  |  |  | Open
420734 |  | CO#2 | STAINLESS STEEL | Base Fan (Base Fan, Suitable for -45 C L 21,101.00 | BASE FAN BASE FAN SUITABLE FOR 45 | Temperature, 316 SST Airstream, Arrangement 4V, ; Inquiry Num: 275-25-3416) |  | 21,101.00 |  | Open
420734 |  | CO#2 | BEARINGS, INSULATION, MOTOR | Motor (WEG SPECIAL BUILD C 4,364.67 131.00 743.00 5,239.00 223.00 | MOTOR WEG SPECIAL BUILD | C-FACE WITH FEET ; F3 CONDUIT BOX ; NDE INSULATED BEARING ; DE AEGIS RING ; -45 C CONSTUCTION AND TAGGING ; LOW TEMP GREASE ; 120V SPACE HEATER ; ALUMINUM FAN ; TACONITE LABRYINTH SEALS. ; Vendor: Weg |  | 4,364.67 |  | Open
420734 |  | CO#2 |  | Mounting Charge L INC | MOUNTING CHARGE |  |  | INC |  | Open
420734 |  | CO#2 | FLANGE, STAINLESS STEEL | Inlet, Flanged, Welded, 316 SS Construction L 883.00 | INLET FLANGED WELDED 316 STAINLESS STEEL CONSTRUCTION |  |  | 883.00 |  | Open
420734 |  | CO#2 | TESTING | Mechanical Run Test, Standard L STD | MECHANICAL RUN TEST STANDARD |  |  | STD |  | Open
420734 |  | CO#2 | FLANGE, STAINLESS STEEL | Outlet, Flanged, Punched, 316 SS Construction L STD | OUTLET FLANGED PUNCHED 316 STAINLESS STEEL CONSTRUCTION |  |  | STD |  | Open
420734 |  | CO#2 | COATING | Passivation of Welds L 1,530.00 | PASSIVATION OF WELDS |  |  | 1,530.00 |  | Open
420734 |  | CO#2 | MOTOR | Motor Mounting Frame, Inquiry Num: 275-25-3416 L 990.00 | MOTOR MOUNTING FRAME INQUIRY NUM 275 25 3416 | 420734 WORLEY SST D53 FANS T15364 |  | 990.00 |  | Open
420734 |  | CO#2 | TESTING | Run Test - Required | RUN TEST REQUIRED |  |  |  | Additional Features / Notes: | Open
420734 |  | CO#2 |  | Order is shipping overseas; verify order is complete. For parts orders verify counts and sign off on inspection/crate report. | ORDER IS SHIPPING OVERSEAS VERIFY ORDER IS COMPLETE FOR PARTS ORDERS VERIFY COUNTS AND SIGN OFF ON INSPECTION CRATE REPORT |  |  |  | Additional Features / Notes: | Open
420512 |  | CO#3 | UNITARY BASE | Base Fan L 8,234.00 | BASE FAN |  |  | 8,234.00 |  | Open
420512 |  | CO#3 | MOTOR | Motor (PN# 1LE23212AB114GA3D47 C 2,250.00 90.00 374.00 2,714.00 112.00 | MOTOR PN# 1LE23212AB114GA3D47 | Class 1, Groups A,B,C,D, Division 2, T3 ; Temperature Code, ; Plates Included; ; Vendor: Dietz ; 7.5 HP, 1800 RPM, Enclosure: TEAO Premium ; 213TC, Cast Iron, C-Face, No Feet, ; 3/60/230/460, F1, 1.15 SF |  | 2,250.00 |  | Open
420512 |  | CO#3 |  | Mounting Charge L INC | MOUNTING CHARGE |  |  | INC |  | Open
420512 |  | CO#3 |  | 4-Wall Crate for Closed Truck Only L 552.00 | 4 WALL CRATE FOR CLOSED TRUCK ONLY |  |  | 552.00 |  | Open
420512 |  | CO#3 | 3D STEP DRAWINGS | Include 3D STEP Drawings L NC | INCLUDE 3D STEP DRAWINGS |  |  | NC |  | Open
420512 |  | CO#3 | SCREEN | Inlet Wire Screen Guard, Mounted to Bell L 978.00 | INLET WIRE SCREEN GUARD MOUNTED TO BELL |  |  | 978.00 |  | Open
420512 |  | CO#3 |  | Inlet, Bell (Converging Inlet Cone (Per Marked-Up L 3,376.00 | INLET BELL CONVERGING INLET CONE PER MARKED UP | Customer Drawing), Inquiry Num: 374-26-320) |  | 3,376.00 |  | Open
420512 |  | CO#3 | MOTOR, TESTING | Mechanical Run Test, Standard L STD | MECHANICAL RUN TEST STANDARD | Motor Conduit Box Location L RF ; Viewed from Outlet: @8:00 |  | STD |  | Open
420512 |  | CO#3 |  | Outlet Cone (Converging Outlet Cone (Per Marked- L 3,960.00 | OUTLET CONE CONVERGING OUTLET CONE PER MARKED | Up Customer Drawing), Inquiry Num: 374-26-320) |  | 3,960.00 |  | Open
420512 |  | CO#3 | STAINLESS STEEL | Stainless steel nameplate L 88.00 | STAINLESS STEEL NAMEPLATE |  |  | 88.00 |  | Open
420512 |  | CO#3 |  | Warranty, Exclusive 3 Year L INC | WARRANTY EXCLUSIVE 3 YEAR |  |  | INC |  | Open
420512 |  | CO#3 |  | Drum Housing Bolt Pattern, QTY (12) 9/16" L | DRUM HOUSING BOLT PATTERN QTY 12 9 16 | Diameter Holes, 34" B.C. Diameter, Straddle ; Centerline, Equally Spaced, Inquiry Num: 374-26- |  |  |  | Open
420512 |  | CO#3 | EXTENDED LUBE | Extended Grease Leads @ 3:00, Inquiry Num: 374- L | EXTENDED GREASE LEADS 3 00 INQUIRY NUM 374 |  |  |  |  | Open
420512 |  | CO#3 | FLANGE | Housing Flange Thickness, 2-7/8", Inquiry Num: L 250.00 | HOUSING FLANGE THICKNESS 2 7 8 INQUIRY NUM |  |  | 250.00 |  | Open
420512 |  | CO#3 | FLANGE | Housing Length 30-3/4" Flange to Flange, Inquiry L 650.00 | HOUSING LENGTH 30 3 4 FLANGE TO FLANGE INQUIRY | Num: 374-26-320 |  | 650.00 |  | Open
420512 |  | CO#3 |  | Lifting Lugs @12:00, Inquiry Num: 374-26-320 L 463.00 | LIFTING LUGS 12 00 INQUIRY NUM 374 26 320 |  |  | 463.00 |  | Open
420512 |  | CO#3 | MOTOR | Motor Conduit Box Hugging Housing, Inquiry Num: L 500.00 | MOTOR CONDUIT BOX HUGGING HOUSING INQUIRY NUM |  |  | 500.00 |  | Open
420512 |  | CO#3 | MOTOR | Rotate motor conduit box so knockout faces L | ROTATE MOTOR CONDUIT BOX SO KNOCKOUT FACES | downward, Inquiry Num: 374-26-1537 |  |  |  | Open
420512 |  | CO#3 | FLANGE, MOTOR | HOUSING FLANGE THICKNESS, DRUM HOUSING BOLT PATTERN AND MOTOR CONDUIT BOX HUGGING HOUSING | HOUSING FLANGE THICKNESS DRUM HOUSING BOLT PATTERN AND MOTOR CONDUIT BOX HUGGING HOUSING |  |  |  | Additional Features / Notes: | Open
420512 |  | CO#3 | TESTING | Run Test - Required | RUN TEST REQUIRED |  |  |  | Additional Features / Notes: | Open
420033 |  | CO#4 | UNITARY BASE | Base Fan L 13,704.00 | BASE FAN |  |  | 13,704.00 |  | Open
420033 |  | CO#4 | BEARINGS, INSULATION, MOTOR, VFD | Motor (Teco Model#HB1502, With Mods (M2A) C 11,273.70 789.00 2,099.00 14,162.00 630.00 | MOTOR TECO MODEL#HB1502 WITH MODS M2A | SPACE HEATER WITH AUX BOX (240V at 120V), ; (M8B) INSULATED BEARINGS (NDE Only), (M23) ; SHAFT GROUNDING RING (DE Only)) ; Vendor: Teco ; 150 HP, 3600 RPM, Enclosure: TEFC Premium ; Severe Duty (IEEE 841) ; 445TS, Cast Iron, Foot Mounted, 3/60/460, F1, ; 1.0 SF ; VFD Controlled |  | 11,273.70 |  | Open
420033 |  | CO#4 |  | Mounting Charge L INC | MOUNTING CHARGE |  |  | INC |  | Open
420033 |  | CO#4 | ACCESS DOOR | Access Door, Bolted L 906.00 | ACCESS DOOR BOLTED | Door Location: @3:00 |  | 906.00 |  | Open
420033 |  | CO#4 | EXTENDED LUBE | Extended Grease Fittings L 271.00 | EXTENDED GREASE FITTINGS |  |  | 271.00 |  | Open
420033 |  | CO#4 | DAMPER, SHAFT SEAL | Fresh Air Damper, Opposed Blade, Without Stuffing L 13,946.00 | FRESH AIR DAMPER OPPOSED BLADE WITHOUT STUFFING | Boxes (Shipped Loose) (Fresh Air Damper, Opposed ; Blade, Without Stuffing Boxes (Shipped Loose), ; Mounted on Oversized Inlet Box, Automatic ; Operation with a Bettis RPED Actuator, Bracket and ; Mounting by CBC, Damper to fail in place upon loss ; of air supply and signal (Includes Bracket and ; 420033 DTB-7544 Kiewit Evergy 70091459 ; Mounting of Switch Box), Inquiry Num: 352-25- ; Operation: Automatic ; Actuator Manufacturer: Bettis RPD |  | 13,946.00 |  | Open
420033 |  | CO#4 | 3D STEP DRAWINGS | Include 3D STEP Drawings L NC | INCLUDE 3D STEP DRAWINGS |  |  | NC |  | Open
420033 |  | CO#4 |  | Inlet Box, Bolt-on (Shipped Loose), Oversized Inlet L 7,161.00 | INLET BOX BOLT ON SHIPPED LOOSE OVERSIZED INLET | Box Size 300 (Inlet Box, Bolt-on (Shipped Loose), ; 45deg angle, Oversized Inlet Box Size 300 WITH 4- ; LEG FREE STANDING DESIGN., Inquiry Num: 352- ; Bolt-On Inlet Box Position: @ 0° |  | 7,161.00 |  | Open
420033 |  | CO#4 | DRAIN | Inlet Box, Drain Plug 3/4" Diameter L 124.00 | INLET BOX DRAIN PLUG 3 4 DIAMETER |  |  | 124.00 |  | Open
420033 |  | CO#4 | INLET VANES | Inlet Volume Control, 350° F (Inlet Volume Control, L 6,752.00 | INLET VOLUME CONTROL 350 F INLET VOLUME CONTROL | 146° F, Low Leak with Bracket and Mounting of ; Bettis RPD Actuator, Inquiry Num: 352-25-2713) ; Handle Location (viewed from inlet side): ; Operation: Automatic ; Actuator Manufacturer: Bettis RPD ; Fail Position Upon Loss of Supply/Air/Power: In ; Place ; Fail Position Upon Loss of Signal: Closed ; Actuator Mounting: Bracket and actuator |  | 6,752.00 |  | Open
420033 |  | CO#4 | FLANGE | Inlet, Flanged, Punched L 598.00 | INLET FLANGED PUNCHED |  |  | 598.00 |  | Open
420033 |  | CO#4 |  | Lifting Lugs L INC | LIFTING LUGS |  |  | INC |  | Open
420033 |  | CO#4 | TESTING | Mechanical Run Test, Standard L STD | MECHANICAL RUN TEST STANDARD |  |  | STD |  | Open
420033 |  | CO#4 | FLANGE | Mixing Box with Flanged FGR Port (Shipped Loose) L 8,297.00 | MIXING BOX WITH FLANGED FGR PORT SHIPPED LOOSE | (Mixing Box With Flanged FGR Port (Shipped ; Loose), Suitable for Size 300 Inlet Box (Free ; Standing Design with 4 support legs), Inquiry Num: |  | 8,297.00 |  | Open
420033 |  | CO#4 | FLANGE | Outlet, Flanged, Punched L 613.00 | OUTLET FLANGED PUNCHED |  |  | 613.00 |  | Open
420033 |  | CO#4 |  | Percent Width (115%) (115% Width, Inquiry Num: L 541.00 | PERCENT WIDTH 115% 115% WIDTH INQUIRY NUM |  |  | 541.00 |  | Open
420033 |  | CO#4 |  | Pie Wedge Split Housing L 2,303.00 | PIE WEDGE SPLIT HOUSING |  |  | 2,303.00 |  | Open
420033 |  | CO#4 | SHAFT SEAL | Shaft Seal (Not Gas Tight) L 806.00 | SHAFT SEAL NOT GAS TIGHT |  |  | 806.00 |  | Open
420033 |  | CO#4 | STAINLESS STEEL | Stainless steel nameplate L 88.00 | STAINLESS STEEL NAMEPLATE |  |  | 88.00 |  | Open
420033 |  | CO#4 |  | Warranty, Exclusive 3 Year L INC | WARRANTY EXCLUSIVE 3 YEAR |  |  | INC |  | Open
420033 |  | CO#4 | DAMPER, STAINLESS STEEL | Actuator for Discharge Damper,Bettis #RPED200 C 5,192.00 831.00 6,023.00 249.00 | ACTUATOR FOR DISCHARGE DAMPER BETTIS #RPED200 | Double Acting Pneumatic Actuator. Complete with a ; VAC ; #V200E-D1-90-A-C1-MmA Positioner, Nema 4X, ; with (2) Micro Switches (24v ; rated) & 4-20mA Transmitter, Fisher #377-1 Lock- ; up Valve, Fisher #67CFR Filter/ ; Regulator, SS Tubing. ; Actuator will fail in place upon loss of air supply ; pressure or move to the 4ma ; position on loss of electric signa |  | 5,192.00 |  | Open
420033 |  | CO#4 |  | Actuator Charge N 349.00 33.00 | ACTUATOR CHARGE |  |  | 349.00 |  | Open
420033 |  | CO#4 |  | Actuator Mounting Charge, Mounting Charge L | ACTUATOR MOUNTING CHARGE MOUNTING CHARGE | (Inquiry Num: 352-25-2713) ; (Inquiry Num: 352-25-2713) ; (Inquiry Num: 352-25-2713) |  |  |  | Open
420033 |  | CO#4 | DAMPER, STAINLESS STEEL | Actuator for Fresh Air Damper, Bettis #RPED200 C 5,804.86 929.00 6,734.00 279.00 | ACTUATOR FOR FRESH AIR DAMPER BETTIS #RPED200 | Double Acting Pneumatic Actuator. Complete with a ; VAC ; #V200E-D1-90-A-C1-M (4-20mA) Electro/Pneumatic ; Positioner, Nema 4X, with (2) ; Mechanical Limit Switches, Fisher #377-1 Lock-up ; Valve, Fisher #67CFR Filter/ ; Regulator, SS Tubing ; Actuator will fail in place on loss of air supply ; pressure and move to the 4mA ; position on loss of electric control signal |  | 5,804.86 |  | Open
420033 |  | CO#4 | INLET VANES, STAINLESS STEEL | Actuator for IVC, Bettis #RPED100 Double Acting C 5,054.00 809.00 5,863.00 243.00 | ACTUATOR FOR IVC BETTIS #RPED100 DOUBLE ACTING | Pneumatic Actuator. Complete with a VAC ; #V200E-D1-90-A-C1-MmA Positioner, Nema 4X, ; with (2) Micro Switches (24v ; rated) & 4-20mA Transmitter, Fisher #377-1 Lock- ; up Valve, Fisher #67CFR Filter/ ; Regulator, SS Tubing. ; Actuator will fail in place upon loss of air supply ; pressure or move to the 4ma ; position on loss of electric signal ; Vendor: Novaspect |  | 5,054.00 |  | Open
420033 |  | CO#4 |  | Inlet Elbow Transition Piece, Inquiry Num: 352-25- L 6,538.00 | INLET ELBOW TRANSITION PIECE INQUIRY NUM 352 25 |  |  | 6,538.00 |  | Open
420033 |  | CO#4 | DAMPER, SHAFT SEAL | Outlet Damper, Opposed (Outlet Damper, Opposed L 10,545.00 | OUTLET DAMPER OPPOSED OUTLET DAMPER OPPOSED | Bladed, With Stuffing Boxes (Shipped loose), ; Automatic Operation with a Bettis RPED Actuator, ; Bracket and Mounting by CBC, Damper to fail in ; place upon loss of air supply and signal, Inquiry ; Num: 352-25-2713) ; Operation: Automatic ; Ship Loose (Freight Included) ; Actuator Manufacturer: Bettis RPD ; Actuator Supplied By: CBC (Mounted) ; Fail Position Upon Loss of Supply/Air/Power: In |  | 10,545.00 |  | Open
420033 |  | CO#4 | FLANGE, FLEX CONNECTOR | Outlet Expansion Joint, PN#URT540759.5x12.6-6- C 2,024.00 324.00 2,348.00 97.00 | OUTLET EXPANSION JOINT PN#URT540759.5X12.6 6 | 2LSP, Chemshield 5407 Fabric U-Belt Expansion ; Joint, 59-1/2" x 12-5/8", 6" F/F, 2" Flange, 1/4" ; thick A36 Backing bars (Primed), 10Ga. A36 Flow ; Liner, Fiberglass Sound Pillow Wrapped in PTFE ; Fabric, 5-3/4" Wide x 2" Deep with Velco Enclosures ; Vendor: FlexibleCompensators ; Ship Direct ; Product: Expansion Joint |  | 2,024.00 |  | Open
420033 |  | CO#4 | SCREEN, SILENCER | VAW Inlet Silencer With Piezometer tube, C 5,716.00 915.00 6,631.00 275.00 | VAW INLET SILENCER WITH PIEZOMETER TUBE | thermowell port, trash screen, with Support Legs ; for 38" ceneterline Height, Designed for 85 dBA @ 3 ; feet, from position 1 in a free field ; Vendor: VAW Systems ; Ship Direct ; Product: Inlet Silencer ; thermowell port, trash screen, with Support Legs for 38" ; ceneterline Height, Designed for 85 dBA @ 3 feet, from ; position 1 in a free field: 6 Weeks ; PN#URT540759.5x12.6-6-2LSP, Chemshield 5407 Fabric U- |  | 5,716.00 |  | Open
420033 |  | CO#4 | SILENCER | INLET SILENCER, ACTUATORS AND CORRECTED CFM, OV, RPM, BHP AND COLD START BHP | INLET SILENCER ACTUATORS AND CORRECTED CFM OV RPM BHP AND COLD START BHP |  |  |  | Additional Features / Notes: | Open
420033 |  | CO#4 | MOTOR | MAX TEMP, ELEVATION, DENSITY, COLD START BHP, MOTOR DESCRIPTION, FRAME, HP, INLET BOX, MIXING BOX, FRESH AIR | MAX TEMPERATURE ELEVATION DENSITY COLD START BHP MOTOR DESCRIPTION FRAME HP INLET BOX MIXING BOX FRESH AIR |  |  |  | Additional Features / Notes: | Open
420033 |  | CO#4 | DAMPER, FLEX CONNECTOR, SILENCER | DAMPER, INLET VOLUME CONTROL, OUTLET DAMPER, INLET SILENCER, EXPANSION JOINT AND UPDATED SHIP VIA, ADDITIONAL | DAMPER INLET VOLUME CONTROL OUTLET DAMPER INLET SILENCER EXPANSION JOINT AND UPDATED SHIP VIA ADDITIONAL |  |  |  | Additional Features / Notes: | Open
420033 |  | CO#4 |  | SHIPPING INFORMATION AND INVOICE INSTRUCTIONS | SHIPPING INFORMATION AND INVOICE INSTRUCTIONS |  |  |  | Additional Features / Notes: | Open
420033 |  | CO#4 | FLEX CONNECTOR | Add tag to be included on the expansion joint drawing: 1A-EXJ-AXS812 | ADD TAG TO BE INCLUDED ON THE EXPANSION JOINT DRAWING 1A EXJ AXS812 |  |  |  | Additional Features / Notes: | Open
420033 |  | CO#4 | DAMPER, MOTOR | Change Actuator Location for the FA damper to be on motor side of fan | CHANGE ACTUATOR LOCATION FOR THE FA DAMPER TO BE ON MOTOR SIDE OF FAN |  |  |  | Additional Features / Notes: | Open
420033 |  | CO#4 |  | 420033 DTB-7544 Kiewit Evergy 70091459 | 420033 DTB 7544 KIEWIT EVERGY 70091459 |  |  |  | Additional Features / Notes: | Open
420033 |  | CO#4 | TESTING | Run Test - Required | RUN TEST REQUIRED |  |  |  | Additional Features / Notes: | Open
420033 |  | CO#4 |  | DIMENSIONS TO SET UP SHIPMENT | DIMENSIONS TO SET UP SHIPMENT |  |  |  | Additional Features / Notes: | Open
419934 |  | CO#1 | UNITARY BASE | Base Fan L 10,480.00 | BASE FAN |  |  | 10,480.00 |  | Open
419934 |  | CO#1 | MOTOR, VFD | Motor C 2,675.52 97.00 463.00 3,236.00 139.00 | MOTOR | Vendor: Baldor or equivalent ; 60 HP, 1800 RPM, Enclosure: TEFC Premium ; 364T, Cast Iron, Foot Mounted, 3/60/230/460, ; F1, 1.15 SF ; Model #EM4314T-G ; VFD Suitable ; CBC Mount |  | 2,675.52 |  | Open
419934 |  | CO#1 |  | Mounting Charge L INC | MOUNTING CHARGE |  |  | INC |  | Open
419934 |  | CO#1 | ACCESS DOOR | Access Door, Quick Clamp L 551.00 | ACCESS DOOR QUICK CLAMP | Door Location: @3:00 |  | 551.00 |  | Open
419934 |  | CO#1 | DRAIN | Housing Drain with Plug L 126.00 | HOUSING DRAIN WITH PLUG |  |  | 126.00 |  | Open
419934 |  | CO#1 | FLANGE | Inlet, Flanged, Punched L 736.00 | INLET FLANGED PUNCHED |  |  | 736.00 |  | Open
419934 |  | CO#1 | TESTING | Mechanical Run Test, Standard L STD | MECHANICAL RUN TEST STANDARD |  |  | STD |  | Open
419934 |  | CO#1 | FLANGE | Outlet, Flanged, Punched L STD | OUTLET FLANGED PUNCHED |  |  | STD |  | Open
419934 |  | CO#1 |  | Percent Width (107.5%) (110% Width, Inquiry L 833.00 | PERCENT WIDTH 107.5% 110% WIDTH INQUIRY | Num: 368-25-1639) |  | 833.00 |  | Open
419934 |  | CO#1 |  | Warranty, Exclusive 3 Year L INC | WARRANTY EXCLUSIVE 3 YEAR |  |  | INC |  | Open
419934 |  | CO#1 |  | Aluminum Wheel with Cast Iron Hub, Inquiry Num: L 4,049.00 | ALUMINUM WHEEL WITH CAST IRON HUB INQUIRY NUM |  |  | 4,049.00 |  | Open
419934 |  | CO#1 |  | PLANVIEW DRAWING, Inquiry Num: 368-25-3572 L | PLANVIEW DRAWING INQUIRY NUM 368 25 3572 |  |  |  |  | Open
419934 |  | CO#1 |  | PARTY ADDRESS, MARK AND RELEASED INTO PRODUCTION | PARTY ADDRESS MARK AND RELEASED INTO PRODUCTION |  |  |  | Additional Features / Notes: | Open
419934 |  | CO#1 | TESTING | Run Test - Required | RUN TEST REQUIRED |  |  |  | Additional Features / Notes: | Open
419934 |  | CO#1 |  | Additional Shipping Notes: CARRIER CALL: CHIP EVERHARDT @ 386-218-9555 FOR DELIVERY APPT 48 HRS IN ADVACE | ADDITIONAL SHIPPING NOTES CARRIER CALL CHIP EVERHARDT 386 218 9555 FOR DELIVERY APPT 48 HRS IN ADVACE |  |  |  | Additional Features / Notes: | Open
419934 |  | CO#1 |  | CARRIER DELIVERY INSTRUCTIONS: VEHICLE PASS IS REQUIRED | CARRIER DELIVERY INSTRUCTIONS VEHICLE PASS IS REQUIRED |  |  |  | Additional Features / Notes: | Open
419624 |  | CO#5 | UNITARY BASE | Base Fan L 19,296.00 | BASE FAN |  |  | 19,296.00 |  | Open
419624 |  | CO#5 | MOTOR, VFD | Motor (06018ET3E364T-W22G) C 3,768.88 113.00 642.00 4,524.00 193.00 | MOTOR 06018ET3E364T W22G | Vendor: Weg ; 60 HP, 1800 RPM, Enclosure: TEFC Premium ; 364T, Cast Iron, Foot Mounted, 3/60/230/460, ; F1, 1.0 SF ; VFD Controlled |  | 3,768.88 |  | Open
419624 |  | CO#5 |  | Mounting Charge L INC | MOUNTING CHARGE |  |  | INC |  | Open
419624 |  | CO#5 | ACCESS DOOR | Access Door, Quick Clamp L 525.00 | ACCESS DOOR QUICK CLAMP | Door Location: @3:00 |  | 525.00 |  | Open
419624 |  | CO#5 | 3D STEP DRAWINGS | Include 3D STEP Drawings L NC | INCLUDE 3D STEP DRAWINGS |  |  | NC |  | Open
419624 |  | CO#5 |  | Inlet Box, Bolt-on L 7,187.00 | INLET BOX BOLT ON | Bolt-On Inlet Box Position: @ 0° |  | 7,187.00 |  | Open
419624 |  | CO#5 | DRAIN | Inlet Box, Drain Plug 3/4" Diameter L 51.00 | INLET BOX DRAIN PLUG 3 4 DIAMETER |  |  | 51.00 |  | Open
419624 |  | CO#5 | FLANGE, INLET VANES | Inlet, Flanged, Punched (without IVC) L 1,208.00 | INLET FLANGED PUNCHED WITHOUT IVC |  |  | 1,208.00 |  | Open
419624 |  | CO#5 |  | Lifting Lugs L STD | LIFTING LUGS |  |  | STD |  | Open
419624 |  | CO#5 | TESTING | Mechanical Run Test, Standard L STD | MECHANICAL RUN TEST STANDARD |  |  | STD |  | Open
419624 |  | CO#5 |  | Outlet Pressure Tap L 432.00 | OUTLET PRESSURE TAP |  |  | 432.00 |  | Open
419624 |  | CO#5 | FLANGE | Outlet, Flanged, Punched L STD | OUTLET FLANGED PUNCHED |  |  | STD |  | Open
419624 |  | CO#5 |  | Percent Width (61.3%) L 881.50 | PERCENT WIDTH 61.3% |  |  | 881.50 |  | Open
419624 |  | CO#5 | SHAFT SEAL | Shaft Seal (Not Gas Tight) L 145.00 | SHAFT SEAL NOT GAS TIGHT |  |  | 145.00 |  | Open
419624 |  | CO#5 | STAINLESS STEEL | Stainless steel nameplate L 88.00 | STAINLESS STEEL NAMEPLATE | 419624 SUNY REPLACEMENTS - 60HP 61022PU |  | 88.00 |  | Open
419624 |  | CO#5 |  | Warranty, Exclusive 3 Year L INC | WARRANTY EXCLUSIVE 3 YEAR |  |  | INC |  | Open
419624 |  | CO#5 | DAMPER | Customer Supplied UNIC 20 Actuator for Fresh Air L | CUSTOMER SUPPLIED UNIC 20 ACTUATOR FOR FRESH AIR | Damper, Inquiry Num: 352-25-2826 |  |  |  | Open
419624 |  | CO#5 | DAMPER | Customer Supplied UNIC 20 Actuator for Outlet L | CUSTOMER SUPPLIED UNIC 20 ACTUATOR FOR OUTLET | Damper, Inquiry Num: 352-25-2826 |  |  |  | Open
419624 |  | CO#5 | DAMPER | Fresh Air Damper, Opposed Blade, Without Stuffing L 13,889.00 | FRESH AIR DAMPER OPPOSED BLADE WITHOUT STUFFING | Boxes (Shipped Loose) ; Operation: Automatic ; Actuator Manufacturer: UNIC 20 ; Actuator Supplied By: CBC (Mounted) ; Fail Position Upon Loss of Supply/Air/Power: In ; Place ; Fail Position Upon Loss of Signal: In Place ; Actuator Mounting: Bracket and actuator, Inquiry ; Num: 352-25-2826 |  | 13,889.00 |  | Open
419624 |  | CO#5 | FLANGE | Mixing Box with 16" Diameter FGR Connection (8" L 4,142.00 | MIXING BOX WITH 16 DIAMETER FGR CONNECTION 8 | Flange Length Connection), Inquiry Num: 352-25- |  | 4,142.00 |  | Open
419624 |  | CO#5 | DAMPER | Outlet Damper, Opposed L 12,720.00 | OUTLET DAMPER OPPOSED | Operation: Automatic ; Ship Loose (Freight Included) ; Actuator Manufacturer: UNIC 20 ; Actuator Supplied By: CBC (Mounted) ; Fail Position Upon Loss of Supply/Air/Power: In ; Place ; Fail Position Upon Loss of Signal: In Place ; Actuator Mounting: Bracket and actuator, Inquiry ; Num: 352-25-2826 |  | 12,720.00 |  | Open
419624 |  | CO#5 | SILENCER | Aeroacoustic "Silentflow" Model IB-13-3 inlet C 4,855.00 777.00 5,632.00 233.00 | AEROACOUSTIC SILENTFLOW MODEL IB 13 3 INLET | silencer with piezometer tube as per submittal. ; Silencer designed to attain 85 dBA at position #1, 3 ; ft from inlet, with a total pressure drop of 2.40" ; w.g. at 12,725 CFM ; Vendor: Aeroacoustic Corp ; Ship Direct ; Product: Inlet Silencer ; silencer with piezometer tube as per submittal. ; Silencer designed to attain 85 dBA at position #1, 3 ft from ; inlet, with a total pressure drop of 2.40" |  | 4,855.00 |  | Open
419624 |  | CO#5 |  | 419624 SUNY REPLACEMENTS - 60HP 61022PU | 419624 SUNY REPLACEMENTS 60HP 61022PU |  |  |  | Additional Features / Notes: | Open
419624 |  | CO#5 | TESTING | Run Test - Required | RUN TEST REQUIRED |  |  |  | Additional Features / Notes: | Open
419624 |  | CO#5 |  | Additional Shipping Notes: METROPOLITAN LOGISTIC SERVICES | ADDITIONAL SHIPPING NOTES METROPOLITAN LOGISTIC SERVICES |  |  |  | Additional Features / Notes: | Open
419623 |  | CO#6 | UNITARY BASE | Base Fan L 9,533.00 | BASE FAN |  |  | 9,533.00 |  | Open
419623 |  | CO#6 | MOTOR | Motor (03036ET3E286TS-W22G ) C 1,772.92 53.00 302.00 2,128.00 91.00 | MOTOR 03036ET3E286TS W22G | Vendor: Weg ; 30 HP, 3600 RPM, Enclosure: TEFC Severe Duty ; 286TS, Cast Iron, Foot Mounted, 3/60/460, F1, ; 1.0 SF |  | 1,772.92 |  | Open
419623 |  | CO#6 |  | Mounting Charge L INC | MOUNTING CHARGE |  |  | INC |  | Open
419623 |  | CO#6 | ACCESS DOOR | Access Door, Quick Clamp L 386.00 | ACCESS DOOR QUICK CLAMP | Door Location: @3:00 |  | 386.00 |  | Open
419623 |  | CO#6 | 3D STEP DRAWINGS | Include 3D STEP Drawings L NC | INCLUDE 3D STEP DRAWINGS |  |  | NC |  | Open
419623 |  | CO#6 |  | Inlet Box, Bolt-on L 3,754.00 | INLET BOX BOLT ON | Bolt-On Inlet Box Position: @ 0° |  | 3,754.00 |  | Open
419623 |  | CO#6 | FLANGE, INLET VANES | Inlet, Flanged, Punched (without IVC) L 468.00 | INLET FLANGED PUNCHED WITHOUT IVC |  |  | 468.00 |  | Open
419623 |  | CO#6 |  | Lifting Lugs L 664.00 | LIFTING LUGS |  |  | 664.00 |  | Open
419623 |  | CO#6 | TESTING | Mechanical Run Test, Standard L STD | MECHANICAL RUN TEST STANDARD |  |  | STD |  | Open
419623 |  | CO#6 |  | Outlet Pressure Tap L 432.00 | OUTLET PRESSURE TAP |  |  | 432.00 |  | Open
419623 |  | CO#6 | FLANGE | Outlet, Flanged, Punched L STD | OUTLET FLANGED PUNCHED |  |  | STD |  | Open
419623 |  | CO#6 |  | Percent Width (88.9%) L 1,439.00 | PERCENT WIDTH 88.9% |  |  | 1,439.00 |  | Open
419623 |  | CO#6 | STAINLESS STEEL | Stainless steel nameplate L 88.00 | STAINLESS STEEL NAMEPLATE |  |  | 88.00 |  | Open
419623 |  | CO#6 |  | Warranty, Exclusive 3 Year L INC | WARRANTY EXCLUSIVE 3 YEAR |  |  | INC |  | Open
419623 |  | CO#6 | DAMPER | Customer Supplied UNIC 10 Actuator for Fresh Air L | CUSTOMER SUPPLIED UNIC 10 ACTUATOR FOR FRESH AIR | Damper, Inquiry Num: 352-25-2825 ; 419623 SUNY REPLACEMENTS - 30HP 61022PU |  |  |  | Open
419623 |  | CO#6 | DAMPER | Customer Supplied UNIC 10 Actuator for Outlet L | CUSTOMER SUPPLIED UNIC 10 ACTUATOR FOR OUTLET | Damper, Inquiry Num: 352-25-2825 |  |  |  | Open
419623 |  | CO#6 | DAMPER | Fresh Air Damper, Opposed Blade, Without Stuffing L 2,972.00 | FRESH AIR DAMPER OPPOSED BLADE WITHOUT STUFFING | Boxes (Shipped Loose), ; Operation: Automatic ; Actuator Manufacturer: UNIC 10 ; Actuator Supplied By: CBC (Mounted) ; Fail Position Upon Loss of Supply/Air/Power: In ; Place ; Fail Position Upon Loss of Signal: In Place ; Actuator Mounting: Bracket and actuator, Inquiry ; Num: 352-25-2825 |  | 2,972.00 |  | Open
419623 |  | CO#6 | FLANGE | Mixing Box with 12" Diameter FGR Connection (8" L 3,209.00 | MIXING BOX WITH 12 DIAMETER FGR CONNECTION 8 | Flange Length Connection), Inquiry Num: 352-25- |  | 3,209.00 |  | Open
419623 |  | CO#6 | DAMPER | Outlet Damper, Opposed L 8,443.00 | OUTLET DAMPER OPPOSED | Operation: Automatic ; Ship Loose (Freight Included) ; Actuator Manufacturer: UNIC 10 ; Actuator Supplied By: CBC (Mounted) ; Fail Position Upon Loss of Supply/Air/Power: In ; Place ; Fail Position Upon Loss of Signal: In Place ; Actuator Mounting: Bracket and actuator, Inquiry ; Num: 352-25-2825 |  | 8,443.00 |  | Open
419623 |  | CO#6 | SILENCER | Inlet Silencer C 3,887.00 622.00 4,509.00 187.00 | INLET SILENCER | One (1) Aeroacoustic "Silentflow" Model IB-7-3 inlet ; silencer with piezometer tube as per submittal. ; Silencer designed to attain 85 dBA at position #1, 3 ; ft from inlet, with a total pressure drop of 2.86" ; w.g. at 6,367 CFM. ; Fan #1 ; Silencer Shell: 11 Ga. Hrs ; Vendor: Aeroacoustic Corp ; Ship Direct ; Product: Inlet Silencer |  | 3,887.00 |  | Open
419623 |  | CO#6 |  | 419623 SUNY REPLACEMENTS - 30HP 61022PU | 419623 SUNY REPLACEMENTS 30HP 61022PU |  |  |  | Additional Features / Notes: | Open
419623 |  | CO#6 | TESTING | Run Test - Required | RUN TEST REQUIRED |  |  |  | Additional Features / Notes: | Open
419623 |  | CO#6 |  | Additional Shipping Notes: METROPOLITAN LOGISTIC SERVICES | ADDITIONAL SHIPPING NOTES METROPOLITAN LOGISTIC SERVICES |  |  |  | Additional Features / Notes: | Open
414937 |  | CO#8 | UNITARY BASE | Base Fan L 22,323.00 | BASE FAN |  |  | 22,323.00 |  | Open
414937 |  | CO#8 | MOTOR, VFD | Motor (BALDOR SEVERE DUTY CUSTOM MOTOR C 13,120.00 525.00 2,183.00 15,828.00 655.00 | MOTOR BALDOR SEVERE DUTY CUSTOM MOTOR | FOR INVERTER DUTY USE. ) ; Vendor: Baldor/Reliance ; 125 HP, 1800 RPM, Enclosure: TEFC Premium ; 444T, Cast Iron, Foot Mounted, 3/60/460, F1, ; 1.15 SF |  | 13,120.00 |  | Open
414937 |  | CO#8 |  | Mounting Charge L INC | MOUNTING CHARGE |  |  | INC |  | Open
414937 |  | CO#8 | 3D STEP DRAWINGS | Include 3D STEP Drawings L NC | INCLUDE 3D STEP DRAWINGS |  |  | NC |  | Open
414937 |  | CO#8 | INLET VANES | Inlet Volume Control, Automatic L 5,160.00 | INLET VOLUME CONTROL AUTOMATIC | Handle Location (viewed from inlet side): ; Actuator Manufacturer: Emerson Field Q ; Actuator Supplied By: CBC (Mounted) ; Fail Position Upon Loss of Supply/Air/Power: In ; Place ; Fail Position Upon Loss of Signal: In Place ; Actuator Mounting: Bracket and actuator |  | 5,160.00 |  | Open
414937 |  | CO#8 | FLANGE, INLET VANES | Inlet, Flanged, Punched (with IVC) L 1,529.00 | INLET FLANGED PUNCHED WITH IVC |  |  | 1,529.00 |  | Open
414937 |  | CO#8 |  | Lifting Lugs L STD | LIFTING LUGS |  |  | STD |  | Open
414937 |  | CO#8 | TESTING | Mechanical Run Test, Standard L STD | MECHANICAL RUN TEST STANDARD |  |  | STD |  | Open
414937 |  | CO#8 | FLANGE | Outlet, Flanged, Punched L STD | OUTLET FLANGED PUNCHED |  |  | STD |  | Open
414937 |  | CO#8 |  | Percent Width (70%) - Reference Order Number L 462.00 | PERCENT WIDTH 70% REFERENCE ORDER NUMBER |  |  | 462.00 |  | Open
414937 |  | CO#8 | SHAFT SEAL | Shaft Seal (Not Gas Tight) L 139.00 | SHAFT SEAL NOT GAS TIGHT |  |  | 139.00 |  | Open
414937 |  | CO#8 | STAINLESS STEEL | Stainless steel nameplate L 84.00 | STAINLESS STEEL NAMEPLATE |  |  | 84.00 |  | Open
414937 |  | CO#8 | ACCESS DOOR | Access Door, Quick Clamp @ 1:30 position, Inquiry L 645.00 | ACCESS DOOR QUICK CLAMP 1 30 POSITION INQUIRY | Num: 352-23-2714 |  | 645.00 |  | Open
414937 |  | CO#8 | STAINLESS STEEL | Bettis #RPED150 Double Acting Pneumatic Actuator C 6,537.14 1,046.00 7,583.00 314.00 | BETTIS #RPED150 DOUBLE ACTING PNEUMATIC ACTUATOR | with VAC #D400-D-N-D1-HS2-4/20-FF Fail Freeze ; Digital Hart Positioner with (2) Limit Switches (24v ; rated)& 4/20mA Transmitter, Fisher #377 Lock-Up ; Valve, Fisher #67CFR-239 Filter/ Regulator, SS ; Tubing. Actuator will fail in place on loss of air ; supply or electric control signal ; Vendor: Novaspect ; Product: Actuator |  | 6,537.14 |  | Open
414937 |  | CO#8 |  | Actuator Charge N 338.00 33.00 | ACTUATOR CHARGE |  |  | 338.00 |  | Open
414937 |  | CO#8 |  | Price Increase Add, Inquiry Num: 352-23-2714 L 1,247.00 | PRICE INCREASE ADD INQUIRY NUM 352 23 2714 |  |  | 1,247.00 |  | Open
414937 |  | CO#8 | SILENCER | Aeroacoustic SI-23-4.5 inlet silencer with C 13,119.00 1,063.00 2,269.00 16,451.00 681.00 | AEROACOUSTIC SI 23 4.5 INLET SILENCER WITH | piezometer tube and legs as per submittal. Silencer ; designed to attain 85 dBA at position #2, 3 ft from ; inlet, with a total pressure drop of 1.6" w.g. at ; 22,141 CFM ; TAG Silencer 23-24-FAN-SIL ; Vendor: Aeroacoustic Corp ; Ship Direct ; Product: Silencer ; piezometer tube and legs as per submittal. Silencer designed ; to attain 85 dBA at position #2, 3 ft from inlet, with a total |  | 13,119.00 |  | Open
414937 |  | CO#8 |  | 414937 DTB-6083-MWRD 70075284 | 414937 DTB 6083 MWRD 70075284 |  |  |  | Additional Features / Notes: | Open
414937 |  | CO#8 |  | AS PER LAST SUBMITTED CBC DRAWINGS | AS PER LAST SUBMITTED CBC DRAWINGS |  |  |  | Additional Features / Notes: | Open
414937 |  | CO#8 |  | ****** SEE PO FOR NOTES/INSTRUCTIONS****** | SEE PO FOR NOTES INSTRUCTIONS |  |  |  | Additional Features / Notes: | Open
414937 |  | CO#8 | ACCESS DOOR | ACCESS DOOR IS TO BE AT 0130 POSITION AS PER SPI 352-23-2696 | ACCESS DOOR IS TO BE AT 0130 POSITION AS PER SPI 352 23 2696 |  |  |  | Additional Features / Notes: | Open
414937 |  | CO#8 |  | THIS FAN IS FOR BOILER SERIAL NUMBERS: | THIS FAN IS FOR BOILER SERIAL NUMBERS |  |  |  | Additional Features / Notes: | Open
414937 |  | CO#8 |  | 23-23-24 = BOILER #4 | 23 23 24 BOILER #4 |  |  |  | Additional Features / Notes: | Open
414937 |  | CO#8 |  | REFER TO JAMES ERACI FOR RED MARK DRAWINGS | REFER TO JAMES ERACI FOR RED MARK DRAWINGS |  |  |  | Additional Features / Notes: | Open
414937 |  | CO#8 |  | Prints: | PRINTS |  |  |  | Additional Features / Notes: | Open
414937 |  | CO#8 |  | ***** SEE PO FOR NOTES/DIRECTIONS ON SUBMITTAL PROCESS/METHOD*** | SEE PO FOR NOTES DIRECTIONS ON SUBMITTAL PROCESS METHOD |  |  |  | Additional Features / Notes: | Open
414937 |  | CO#8 | TESTING | Run Test - Required | RUN TEST REQUIRED |  |  |  | Additional Features / Notes: | Open
410614 |  | CO#10 | UNITARY BASE | Base Fan L 21,219.00 | BASE FAN |  |  | 21,219.00 |  | Open
410614 |  | CO#10 | MOTOR, VFD | Motor (BALDOR # A44-9551-3870 SEVERE DUTY C 13,120.00 525.00 2,183.00 15,828.00 655.00 | MOTOR BALDOR # A44 9551 3870 SEVERE DUTY | CUSTOM MOTOR FOR INVERTER DUTY USE. ) ; Vendor: Baldor/Reliance ; 125 HP, 1800 RPM, Enclosure: TEFC Premium ; 444T, Cast Iron, Foot Mounted, 3/60/460, F1, ; 1.15 SF |  | 13,120.00 |  | Open
410614 |  | CO#10 |  | Mounting Charge L INC | MOUNTING CHARGE |  |  | INC |  | Open
410614 |  | CO#10 | 3D STEP DRAWINGS | Include 3D STEP Drawings L NC | INCLUDE 3D STEP DRAWINGS |  |  | NC |  | Open
410614 |  | CO#10 | INLET VANES | Inlet Volume Control, Automatic L 4,904.00 | INLET VOLUME CONTROL AUTOMATIC | Handle Location (viewed from inlet side): ; Actuator Manufacturer: Emerson Field Q ; Actuator Supplied By: CBC (Mounted) ; Fail Position Upon Loss of Supply/Air/Power: In ; Place ; Fail Position Upon Loss of Signal: In Place ; Actuator Mounting: Bracket and actuator |  | 4,904.00 |  | Open
410614 |  | CO#10 | FLANGE, INLET VANES | Inlet, Flanged, Punched (with IVC) L 1,453.00 | INLET FLANGED PUNCHED WITH IVC |  |  | 1,453.00 |  | Open
410614 |  | CO#10 |  | Lifting Lugs L STD | LIFTING LUGS |  |  | STD |  | Open
410614 |  | CO#10 | TESTING | Mechanical Run Test, Standard L STD | MECHANICAL RUN TEST STANDARD | 410614 DTB-6083-MWRD 70075284 /JOB# 2023-23-25 |  | STD |  | Open
410614 |  | CO#10 | FLANGE | Outlet, Flanged, Punched L STD | OUTLET FLANGED PUNCHED |  |  | STD |  | Open
410614 |  | CO#10 |  | Percent Width (70%) L 1,143.00 | PERCENT WIDTH 70% |  |  | 1,143.00 |  | Open
410614 |  | CO#10 | SHAFT SEAL | Shaft Seal (Not Gas Tight) L 132.00 | SHAFT SEAL NOT GAS TIGHT |  |  | 132.00 |  | Open
410614 |  | CO#10 | STAINLESS STEEL | Stainless steel nameplate L 79.00 | STAINLESS STEEL NAMEPLATE |  |  | 79.00 |  | Open
410614 |  | CO#10 | ACCESS DOOR | Access Door, Quick Clamp @ 10:30 position, Inquiry L 645.00 | ACCESS DOOR QUICK CLAMP 10 30 POSITION INQUIRY | Num: 352-23-2696 |  | 645.00 |  | Open
410614 |  | CO#10 | STAINLESS STEEL | Bettis #RPED150 Double Acting Pneumatic Actuator C 6,537.14 1,046.00 7,583.00 314.00 | BETTIS #RPED150 DOUBLE ACTING PNEUMATIC ACTUATOR | with VAC #D400-D-N-D1-H- ; S2-4/20-FF Fail Freeze Digital Hart Positioner with ; (2) Limit Switches (24v rated)& 4/20mA ; Transmitter, Fisher #377 Lock-Up Valve, Fisher ; #67CFR-239 Filter/ Regulator, SS Tubing. ; Actuator will fail in place on loss of air supply or ; electric control signal ; Vendor: Novaspect ; Product: Actuator |  | 6,537.14 |  | Open
410614 |  | CO#10 |  | Actuator Charge N 338.00 33.00 | ACTUATOR CHARGE |  |  | 338.00 |  | Open
410614 |  | CO#10 |  | Price Increase Add, Inquiry Num: 352-23-2696 L 2,786.00 | PRICE INCREASE ADD INQUIRY NUM 352 23 2696 |  |  | 2,786.00 |  | Open
410614 |  | CO#10 | SILENCER | Aeroacoustic SI-23-4.5 inlet silencer with C 13,119.00 2,099.00 15,218.00 630.00 | AEROACOUSTIC SI 23 4.5 INLET SILENCER WITH | piezometer tube and legs as per submittal. Silencer ; designed to attain 85 dBA at position #2, 3 ft from ; inlet, with a total pressure drop of 1.6" w.g. at ; 22,141 CFM. include 1 x 1.5" NPT CONNECCTION ; FOR RENTECH SUPPLIED THERMOWELL LOCATED ; NEAR PIEZOMETER CONNECTION ; TAG ONE Silencer 23-25-FAN-SIL ; Vendor: Aeroacoustic Corp ; Ship Direct ; Product: Silencer |  | 13,119.00 |  | Open
410614 |  | CO#10 |  | FABRICATION AS PER LAST SUBMITTED CBC DRAWINGS. | FABRICATION AS PER LAST SUBMITTED CBC DRAWINGS |  |  |  | Additional Features / Notes: | Open
410614 |  | CO#10 |  | 410614 DTB-6083-MWRD 70075284 /JOB# 2023-23-25 | 410614 DTB 6083 MWRD 70075284 JOB# 2023 23 25 |  |  |  | Additional Features / Notes: | Open
410614 |  | CO#10 |  | MARKUPS | MARKUPS |  |  |  | Additional Features / Notes: | Open
410614 |  | CO#10 | SILENCER | INFORMATION, ADD TO MARK & TAG, ADD TAG TO SILENCER, ADD DRAWING NOTES & EMAIL, REMOVE ALL "SEE PO FOR | INFORMATION ADD TO MARK TAG ADD TAG TO SILENCER ADD DRAWING NOTES EMAIL REMOVE ALL SEE PO FOR |  |  |  | Additional Features / Notes: | Open
169979C |  | CO#1 | VIBRATION ISOLATION | Set of (4) T54-30 Isolators (Qty: 512), Inquiry N 267,776.00 32,256.00 | SET OF 4 T54 30 ISOLATORS QTY 512 INQUIRY | Num: 357-25-977RP |  | 267,776.00 |  | Open
169979C |  | CO#1 |  | 26 6/18/2026 | 6 18 2026 |  | 26 |  | Additional Features / Notes: | Open
169979C |  | CO#1 |  | 48 10/08/2026 | 10 08 2026 |  | 48 |  | Additional Features / Notes: | Open
169979C |  | CO#1 |  | 96 4/15/2027 | 4 15 2027 |  | 96 |  | Additional Features / Notes: | Open
169979C |  | CO#1 |  | 96 10/07/2027 | 10 07 2027 |  | 96 |  | Additional Features / Notes: | Open
169979C |  | CO#1 |  | 96 2/17/2028 | 2 17 2028 |  | 96 |  | Additional Features / Notes: | Open
169979C |  | CO#1 |  | 96 6/08/2028 | 6 08 2028 |  | 96 |  | Additional Features / Notes: | Open
169979C |  | CO#1 |  | 54 11/16/2028 | 11 16 2028 |  | 54 |  | Additional Features / Notes: | Open
169979C |  | CO#1 |  | 169979C 169979 322117 | 169979C 169979 322117 |  |  |  | Additional Features / Notes: | Open
178258F |  |  | MOTOR | Motor (ECP4104T C 1,728.33 570.00 2,298.00 171.00 | MOTOR ECP4104T | M21A Add Space Heaters - 120V (Qty: 1)) ; Vendor: Baldor/Reliance ; 30 HP, 1800 RPM, Enclosure: TEFC Premium ; 286T, Cast Iron, Foot Mounted, 3/60/230/460, ; F2, 1.15 SF ; Ship Direct |  | 1,728.33 |  | Open
178258F |  |  | BEARINGS | Repair Bearings (Pair), 2-3/16" Bore (Qty: 1), N 552.00 110.00 | REPAIR BEARINGS PAIR 2 3 16 BORE QTY 1 | Inquiry Num: 340-25-943RP |  | 552.00 |  | Open
178258F |  |  | V-BELT DRIVE | Repair Drive Set (Qty: 1), Inquiry Num: 340-25- N 861.00 104.00 | REPAIR DRIVE SET QTY 1 INQUIRY NUM 340 25 |  |  | 861.00 |  | Open
178258F |  |  | COATING | Repair Inlet Cone with DuPont Corlar 2.1ST Satin N 583.00 117.00 | REPAIR INLET CONE WITH DUPONT CORLAR 2.1ST SATIN | High Solids Epoxy Mastic - Black , Coats: 2 (Qty: 1), ; Inquiry Num: 340-25-943RP |  | 583.00 |  | Open
178258F |  |  |  | Repair Shaft (Qty: 1), Inquiry Num: 340-25-943RP N 768.00 154.00 | REPAIR SHAFT QTY 1 INQUIRY NUM 340 25 943RP |  |  | 768.00 |  | Open
178258F |  |  | COATING | Repair Wheel with DuPont Corlar 2.1ST Satin High N 2,660.00 532.00 | REPAIR WHEEL WITH DUPONT CORLAR 2.1ST SATIN HIGH | Solids Epoxy Mastic - Black , Coats: 2 (Qty: 1), ; Inquiry Num: 340-25-943RP |  | 2,660.00 |  | Open
178258F |  |  |  | Product 7,623.00 | PRODUCT | M21A Add Space Heaters - 120V: 3 Weeks ; 178258F serial # 1748258-1 Credit card |  | 7,623.00 |  | Open
178258F |  |  | BALANCE | All Chicago Blower wheels are precision balanced; however when a precision balanced wheel is installed in a fan, the wheel may have | ALL CHICAGO BLOWER WHEELS ARE PRECISION BALANCED HOWEVER WHEN A PRECISION BALANCED WHEEL IS INSTALLED IN A FAN THE WHEEL MAY HAVE |  |  |  | Additional Features / Notes: | Open
178258F |  |  | BALANCE, MOTOR | to be phase balanced to compensate for any imbalance or eccentricity in other components in the drive train. If the motor and drives | TO BE PHASE BALANCED TO COMPENSATE FOR ANY IMBALANCE OR ECCENTRICITY IN OTHER COMPONENTS IN THE DRIVE TRAIN IF THE MOTOR AND DRIVES |  |  |  | Additional Features / Notes: | Open
178258F |  |  | BALANCE | are not mounted by Chicago Blower, we cannot check the assembled rotating system for vibration, and phase balance by others may | ARE NOT MOUNTED BY CHICAGO BLOWER WE CANNOT CHECK THE ASSEMBLED ROTATING SYSTEM FOR VIBRATION AND PHASE BALANCE BY OTHERS MAY |  |  |  | Additional Features / Notes: | Open
178258F |  |  |  | be necessary. For more information on this process, contact Chicago Blower. | BE NECESSARY FOR MORE INFORMATION ON THIS PROCESS CONTACT CHICAGO BLOWER |  |  |  | Additional Features / Notes: | Open
178258F |  |  |  | Additional Shipping Notes: Attn: Brian Patamia-Trane | ADDITIONAL SHIPPING NOTES ATTN BRIAN PATAMIA TRANE |  |  |  | Additional Features / Notes: | Open
272155A |  |  | STAINLESS STEEL | NPO Replacement Shaft, 316SS Construction (Qty: N 4,239.00 848.00 | NPO REPLACEMENT SHAFT 316 STAINLESS STEEL CONSTRUCTION QTY | 1), Inquiry Num: 295-26-1050RP |  | 4,239.00 |  | Open
272155A |  |  | HEAVY DUTY, STAINLESS STEEL | NPO Replacement Wheel, Heavy Duty, 316SS N 8,992.00 1,798.00 | NPO REPLACEMENT WHEEL HEAVY DUTY 316 STAINLESS STEEL | Construction (With Passivation Welds) (Qty: 1), ; Inquiry Num: 295-26-1050RP |  | 8,992.00 |  | Open
272155A |  |  |  | Product 13,831.00 | PRODUCT |  |  | 13,831.00 |  | Open
313050B |  |  | V-BELT DRIVE | Replacement Drive Set (Ship Direct) (Qty: 1), N 692.00 83.00 | REPLACEMENT DRIVE SET SHIP DIRECT QTY 1 | Inquiry Num: 364-26-1948RP |  | 692.00 |  | Open
313050B |  |  |  | Product 762.00 | PRODUCT |  |  | 762.00 |  | Open
324014K |  |  | SPARE PARTS | Oil Rite Oilers, Pair (Ship Direct) (Qty: 2), Inquiry N 1,748.00 210.00 | OIL RITE OILERS PAIR SHIP DIRECT QTY 2 INQUIRY | Num: 253-17-1048RP |  | 1,748.00 |  | Open
324917A |  | CO#1 | COATING, FLANGE, SCREEN, SILENCER, STAINLESS STEEL | Aeroacoustic "Silentflow" Model 40-TB-7A inlet C 16,671.00 5,501.00 22,172.00 1,650.00 | AEROACOUSTIC SILENTFLOW MODEL 40 TB 7A INLET | silencer as per submittal. Silencer duplicate of ; CBC PO# KP16522, CBC Job# 324917, and Aero ; Job# 140258T. ; All T304 Stainless Steel Construction ; - Model 40-TB-7A inlet silencer ; - Flanged outlet ; - 1"x1" galvanized inlet screen ; - Mounting lugs ; Aero to provide drawing in AutoCAD, PDF and 3D. ; Ship direct per the JZ Routing Guide. (Qty: 1) ; silencer as per submittal. Silencer duplicate of ; CBC PO# KP16522, CBC Job# 324917, and Aero ; Job# 140258T. ; All T304 Stainless Steel Construction ; - Model 40-TB-7A inlet silencer ; - Flanged outlet ; - 1"x1" galvanized inlet screen ; - Mounting lugs ; Aero to provide drawing in AutoCAD, PDF and 3D. ; Ship direct per the JZ Routing Guide. (Qty: 1) |  | 16,671.00 |  | Open
343798C |  | CO#1 | V-BELT DRIVE | Repair Drive set (Ship Direct) (Qty: 1), Inquiry N 958.00 111.00 | REPAIR DRIVE SET SHIP DIRECT QTY 1 INQUIRY | Num: 344-18-2172 |  | 958.00 |  | Open
343798C |  | CO#1 |  | Product 1,137.00 | PRODUCT |  |  | 1,137.00 |  | Open

## Feature Matrix
Job # | Customer | CO# | Items | MOTOR | TESTING | UNITARY BASE | FLANGE | VFD | BEARINGS | DRAIN | 3D STEP DRAWINGS | ACCESS DOOR | SHAFT SEAL | COATING | STAINLESS STEEL | EXTENDED LUBE | SCREEN | BALANCE | V-BELT DRIVE | VIBRATION ISOLATION | BELT GUARD | FLEX CONNECTOR | SPARK RESISTANT | SILENCER | DAMPER | INLET VANES | INSULATION | HEAVY DUTY | EXPLOSION PROOF | SPARE PARTS | WEATHER COVER | HIGH TEMPERATURE | LINING | SHAFT COOLER
421753 |  |  | 6
421752 |  |  | 10 | ✓ | ✓ | ✓ | ✓ | ✓
421750 |  |  | 13 | ✓ | ✓ | ✓ | ✓ |  |  | ✓ | ✓ |  |  | ✓ | ✓
421745 |  |  | 26 | ✓ |  | ✓ | ✓ |  | ✓ |  |  | ✓ |  | ✓ | ✓ | ✓ |  | ✓ | ✓ |  | ✓
421744 |  | CO#1 | 8 | ✓ | ✓ | ✓ | ✓ | ✓
421741 |  | CO#1 | 16 | ✓ | ✓ | ✓ | ✓ | ✓ |  | ✓ | ✓ | ✓ | ✓ | [9 empty] | ✓
421738 |  | CO#1 | 11 | ✓ | ✓ | ✓ | ✓ | ✓ | [16 empty] | ✓
421737 |  |  | 11 | ✓ | ✓ | ✓ | ✓ | [15 empty] | ✓
421735 |  |  | 12 | ✓ |  |  |  | ✓ | [5 empty] | ✓ |  |  |  | ✓ | ✓
421728 |  |  | 13 | ✓ | ✓ | ✓ |  | ✓ | [16 empty] | ✓
421727 |  |  | 11 | ✓ | ✓ | ✓ | ✓ | ✓ |  |  | ✓
421726 |  |  | 6
421724 |  |  | 13 | ✓ | ✓ | ✓ | ✓ | ✓ |  | ✓ |  | ✓ | ✓
421716 |  |  | 10 | ✓ | ✓ | ✓ |  | ✓ |  |  | ✓
421714 |  |  | 13 | ✓ | ✓ | ✓ | ✓ | ✓ |  | ✓ | ✓ | ✓
421712 |  |  | 14 | ✓ | ✓ | ✓ | ✓ | ✓ |  |  |  |  | ✓
421711 |  |  | 15 | ✓ | ✓ | ✓ | ✓ |  |  | ✓ |  | ✓ | ✓ |  | ✓ |  |  | ✓
421710 |  | CO#1 | 11 | ✓ | ✓ | ✓ | ✓ | ✓
421707 |  |  | 10 | ✓ | ✓ | ✓ |  | ✓ |  |  | ✓
421706 |  | CO#1 | 4
421705 |  |  | 34 | ✓ | ✓ | ✓ | ✓ | ✓ |  |  |  |  | ✓ |  |  |  | ✓ | [11 empty] | ✓
421704 |  |  | 13 | ✓ | ✓ | ✓ | ✓ | ✓ | [16 empty] | ✓
421703 |  |  | 10 | ✓ | ✓ | ✓ | ✓ | ✓
421701 |  |  | 29 | ✓ | ✓ | ✓
421700 |  |  | 18 | ✓ | ✓ | ✓ | ✓ |  | ✓ | ✓ |  | ✓ | ✓ | ✓ |  | ✓ | ✓ |  | ✓ |  | ✓
421699 |  |  | 18 | ✓ | ✓ | ✓ | ✓ |  | ✓ | ✓ |  | ✓ | ✓ | ✓ |  | ✓ | ✓ |  | ✓ |  | ✓
421697 |  |  | 12 | ✓ | ✓ | ✓ |  | ✓
421696 |  |  | 10 | ✓ | ✓ | ✓ | ✓ | ✓
421695 |  |  | 11 | ✓ | ✓ | ✓ | ✓ | ✓
421693 |  |  | 26 | ✓ | ✓ | ✓ | ✓ |  | ✓ | ✓ | ✓ | ✓ | ✓ | ✓ | ✓ |  |  | ✓ |  | ✓ |  | ✓ | ✓ | ✓ |  | ✓
421692 |  |  | 26 | ✓ | ✓ | ✓ | ✓ | ✓ | ✓ | ✓ | ✓ | ✓ |  |  | ✓ | ✓ |  |  |  | ✓ |  | ✓
421690 |  |  | 12 | ✓ | ✓ | ✓ | ✓ | ✓
421687 |  |  | 4 | [22 empty] | ✓
421682 |  |  | 32 | ✓ | ✓ | ✓ | [10 empty] | ✓
421674 |  |  | 32 | ✓ | ✓ | ✓ | [7 empty] | ✓
421673 |  |  | 19 | ✓ | ✓ | [11 empty] | ✓
421672 |  |  | 28 | ✓ | ✓ | ✓ | ✓ | [9 empty] | ✓
421670 |  |  | 10 | ✓ | ✓ | ✓ |  | ✓
421667 |  | CO#1 | 33 | ✓ | ✓ | ✓ | ✓ | ✓ | ✓ |  | ✓ | [5 empty] | ✓ | [9 empty] | ✓
421666 |  |  | 7 | ✓ | ✓ | ✓ |  | ✓
421659 |  |  | 17 | ✓ | ✓ | ✓ | ✓ | ✓ |  | ✓ | ✓ | ✓ | ✓ |  | ✓ |  |  |  |  | ✓ |  |  | ✓ |  |  | ✓
421657 |  |  | 16 | ✓ |  | ✓ | ✓ |  |  |  | ✓ |  | ✓ |  |  |  | ✓ | ✓ |  |  |  |  | ✓
421655 |  |  | 6
421654 |  |  | 6
421653 |  |  | 6
421652 |  |  | 6
421651 |  |  | 6
421650 |  |  | 19 | ✓ | ✓ | ✓ |  | ✓ | ✓ | ✓ |  | ✓ |  | ✓ |  | ✓ | ✓ |  | ✓ | ✓ | ✓ | [8 empty] | ✓
421648 |  |  | 20 | ✓ | ✓ | ✓ | ✓ | ✓ | ✓ | ✓ | ✓ | ✓ | ✓ |  |  | ✓ | [10 empty] | ✓
421647 |  |  | 20 | ✓ | ✓ | ✓ | ✓ | ✓ | ✓ | ✓ | ✓ | ✓ | ✓ |  |  | ✓ | [10 empty] | ✓
421646 |  | CO#1 | 10 | ✓ |  | ✓ | [11 empty] | ✓
421645 |  |  | 10 | ✓ |  | ✓ | [11 empty] | ✓
421637 |  |  | 17 | ✓ | ✓ | ✓ | ✓ | ✓ | ✓ | ✓ | ✓ | ✓ |  |  |  | ✓ |  |  |  | ✓
421631 |  |  | 23 | ✓ | ✓ | ✓ | ✓ | ✓ | ✓ | ✓ | ✓ | ✓ | ✓ | ✓ | ✓ |  | ✓ |  |  |  |  | ✓ |  |  |  |  | ✓
421626 |  |  | 13 | ✓ | ✓ | ✓ | ✓ | ✓ |  |  | ✓
421619 |  |  | 23 | ✓ | ✓ | ✓ | ✓ |  | ✓ | ✓ |  | ✓ | ✓ | ✓ | [5 empty] | ✓ |  | ✓ | ✓
421618 |  |  | 25 | ✓ | ✓ | ✓ | ✓ |  | ✓ | ✓ |  | ✓ | ✓ | ✓ |  |  | ✓ |  |  | ✓ |  | ✓ | ✓
421614 |  |  | 2 | [14 empty] | ✓
421613 |  |  | 2 | [14 empty] | ✓
421612 |  |  | 2 | [15 empty] | ✓
421611 |  |  | 2 | [14 empty] | ✓
421610 |  |  | 2 | [14 empty] | ✓
421609 |  |  | 2 | [14 empty] | ✓
421608 |  |  | 2 | [14 empty] | ✓
421607 |  |  | 2 | [14 empty] | ✓
421606 |  |  | 2 | [14 empty] | ✓
421605 |  |  | 2 | [14 empty] | ✓
421604 |  |  | 2 | [14 empty] | ✓
421603 |  |  | 2 | [14 empty] | ✓
421602 |  |  | 2 | [14 empty] | ✓
421601 |  |  | 2 | [14 empty] | ✓
421590 |  |  | 23 | ✓ |  | ✓ |  |  | ✓ |  |  |  |  | ✓ |  | ✓ |  | ✓ |  |  | ✓ | [12 empty] | ✓
421588 |  | CO#1 | 8 |  |  | ✓ |  |  | ✓ | [6 empty] | ✓ |  |  |  |  | ✓
421587 |  |  | 11 | ✓ | ✓ | ✓ | ✓ | [15 empty] | ✓
421586 |  | CO#1 | 25 | ✓ | ✓ | ✓ | ✓ | ✓
421581 |  | CO#1 | 11 | ✓ | ✓ | ✓ |  | ✓ | [8 empty] | ✓ | [11 empty] | ✓
421579 |  |  | 22 | ✓ | ✓ | ✓ | ✓ |  | ✓ | ✓ | ✓ | ✓ |  | ✓ |  | ✓ |  |  | ✓ | ✓ | ✓ | ✓
421578 |  |  | 16 | ✓ | ✓ | ✓ | ✓ | ✓ | ✓ |  | ✓ |  |  | ✓ |  | ✓ |  |  | ✓ | ✓ | ✓ |  |  |  | ✓
421577 |  |  | 13 | ✓ | ✓ | ✓ | ✓ |  | ✓ | ✓ |  |  | ✓ | ✓ | ✓
421576 |  | CO#1 | 17 | ✓ | ✓ | ✓ | ✓ | ✓ |  | ✓ | ✓ | ✓ | ✓ | [9 empty] | ✓
421572 |  |  | 26 | ✓ | ✓ | ✓ | ✓ | ✓ | ✓ | ✓ |  | ✓ |  | ✓ |  | ✓ |  |  | ✓ |  | ✓ | [6 empty] | ✓ |  |  |  |  | ✓
421570 |  |  | 19 | ✓ | ✓ | ✓ | ✓ | ✓
421563 |  |  | 17 | ✓ | ✓ | ✓ | ✓ |  | ✓ | ✓ |  | ✓ | ✓ |  | ✓ | ✓ |  |  |  | ✓ |  |  |  |  | ✓
421549 |  |  | 9 | ✓ | ✓ | ✓ | ✓ | ✓ | [8 empty] | ✓
421545 |  |  | 22 | ✓ | ✓ | ✓ | ✓ | ✓ | ✓ |  | ✓ | ✓ | ✓ | [5 empty] | ✓ | [6 empty] | ✓ | ✓ |  |  |  |  | ✓
421538 |  |  | 34 | ✓ | ✓ | ✓ | ✓ |  |  | ✓ | ✓ |  | ✓ |  | ✓ |  | ✓ | [6 empty] | ✓
421536 |  |  | 9 | ✓ | ✓ | ✓ |  |  | ✓ | [17 empty] | ✓
421533 |  |  | 16 | ✓ | ✓ |  | ✓ |  |  |  | ✓ |  | ✓ | [8 empty] | ✓
421522 |  | CO#1 | 11 | ✓ | ✓ | ✓ | ✓ | ✓ | [6 empty] | ✓
421521 |  | CO#2 | 13 | ✓ | ✓ | ✓ | ✓ | ✓ | [6 empty] | ✓
421520 |  | CO#1 | 12 | ✓ | ✓ | ✓ | ✓ | ✓ | [6 empty] | ✓
421519 |  |  | 20 | ✓ | ✓ | ✓ | ✓ |  | ✓ |  | ✓ |  |  |  | ✓ |  | ✓
421517 |  |  | 13 | ✓ | ✓ | ✓ | ✓ | ✓ |  | ✓ |  | ✓ |  |  |  | ✓
421515 |  |  | 23 | ✓ | ✓ | ✓ | ✓ | ✓ | ✓ | ✓ | ✓ | ✓ | ✓ | ✓ | ✓ |  | ✓ |  |  |  |  | ✓ |  |  |  |  | ✓
421513 |  |  | 19 | ✓ | ✓ | [11 empty] | ✓
421510 |  |  | 12 | ✓ | ✓ |  | ✓ |  |  | ✓ | [12 empty] | ✓
421509 |  |  | 16 | ✓ | ✓ | ✓ | ✓ | ✓ | ✓ | ✓ |  | ✓ | ✓ | ✓ |  | ✓ |  |  | ✓ |  | ✓ |  |  | ✓
421508 |  |  | 15 | ✓ | ✓ | ✓ | ✓ | ✓ | ✓ | ✓ |  | ✓ | ✓ | ✓ |  | ✓ |  |  | ✓ |  | ✓ |  |  | ✓
421507 |  |  | 22 | ✓ | ✓ | ✓ | ✓ | ✓ | ✓ | ✓ | ✓ |  | ✓ |  |  | ✓ |  |  |  | ✓ |  | ✓ |  |  | ✓
421493 |  | CO#1 | 14 | ✓ | ✓ | ✓ | ✓ | ✓ | ✓ |  |  |  |  | ✓ | ✓ | ✓ | ✓ |  | ✓ |  | ✓
421473 |  |  | 21 | ✓ | ✓ |  | ✓ |  | ✓ | ✓ | ✓ | ✓ |  | ✓ |  | ✓ |  |  | ✓ | ✓ | ✓ | ✓ | [5 empty] | ✓
421464 |  | CO#1 | 43 | ✓ | ✓ | ✓ | ✓ | ✓ | ✓ | ✓ | ✓ | ✓ | ✓ | ✓ | ✓ |  | ✓ | ✓ |  |  |  | ✓ | ✓ | ✓ | [6 empty] | ✓
421463 |  | CO#1 | 44 | ✓ | ✓ | ✓ | ✓ | ✓ | ✓ | ✓ | ✓ | ✓ | ✓ | ✓ |  |  |  | ✓ |  | ✓ |  | ✓ | ✓
421459 |  |  | 22 | ✓ | ✓ |  | ✓ |  | ✓ | ✓ | ✓ | ✓ |  | ✓ |  | ✓ |  |  | ✓ | ✓ | ✓ | ✓
421454 |  | CO#1 | 19 | ✓ | ✓ | ✓ | ✓ |  | ✓ | ✓ |  | ✓ |  |  |  | ✓ |  |  |  | ✓ |  |  | ✓
421447 |  |  | 12 | ✓ | ✓ | ✓ | ✓ |  |  | ✓ | [12 empty] | ✓ | [7 empty] | ✓
421388 |  | CO#4 | 18 | ✓ | ✓ | ✓ | ✓ | ✓ | ✓ | [7 empty] | ✓
421335 |  | CO#3 | 12 |  |  | ✓ | ✓ |  | ✓ | ✓ | ✓ | ✓ | ✓ | ✓ |  | ✓ |  |  |  |  | ✓
421314 |  | CO#2 | 13 | ✓ | ✓ |  |  | ✓ |  |  | ✓ |  |  | ✓ |  |  |  |  | ✓ |  | ✓ |  |  |  | ✓ | ✓
421256 |  | CO#1 | 12 | ✓ | ✓ | ✓ | ✓ | ✓ |  |  | ✓ | [5 empty] | ✓
421237 |  | CO#1 | 17 | ✓ | ✓ | ✓ | ✓ | ✓ | ✓ | ✓ | ✓ | ✓ |  | ✓ | [7 empty] | ✓
421219 |  | CO#3 | 10 | ✓ | ✓ | ✓ | ✓ | ✓ | ✓ |  | ✓
421214 |  |  | 27 | ✓ | ✓ | ✓ | ✓ | ✓ | ✓ | ✓ |  | ✓ | ✓ | ✓ | ✓ | ✓ |  |  | ✓ |  | ✓
421202 |  | CO#2 | 23 | ✓ | ✓ | ✓ | ✓ |  | ✓ | ✓ |  | ✓ | ✓ | ✓ | [5 empty] | ✓ |  | ✓ | ✓
421201 |  | CO#1 | 25 | ✓ | ✓ | ✓ | ✓ |  | ✓ | ✓ |  | ✓ | ✓ | ✓ |  |  | ✓ |  |  | ✓ |  | ✓ | ✓
421136 |  | CO#2 | 26 | ✓ | ✓ | ✓ | ✓ | ✓ | ✓ |  | ✓ |  |  |  | ✓ |  | ✓ | [9 empty] | ✓
421025 |  | CO#4 | 17 | ✓ | ✓ | ✓ | ✓ | ✓ | ✓ |  | ✓ |  |  | ✓ |  | ✓ |  |  | ✓ | ✓ | ✓
420734 |  | CO#2 | 11 | ✓ | ✓ |  | ✓ | ✓ | ✓ |  |  |  |  | ✓ | ✓ | [11 empty] | ✓
420512 |  | CO#3 | 20 | ✓ | ✓ | ✓ | ✓ |  |  |  | ✓ |  |  |  | ✓ | ✓ | ✓
420033 |  | CO#4 | 38 | ✓ | ✓ | ✓ | ✓ | ✓ | ✓ | ✓ | ✓ | ✓ | ✓ |  | ✓ | ✓ | ✓ |  |  |  |  | ✓ |  | ✓ | ✓ | ✓ | ✓
419934 |  | CO#1 | 16 | ✓ | ✓ | ✓ | ✓ | ✓ |  | ✓ |  | ✓
419624 |  | CO#5 | 25 | ✓ | ✓ | ✓ | ✓ | ✓ |  | ✓ | ✓ | ✓ | ✓ |  | ✓ | [8 empty] | ✓ | ✓ | ✓
419623 |  | CO#6 | 23 | ✓ | ✓ | ✓ | ✓ |  |  |  | ✓ | ✓ |  |  | ✓ | [8 empty] | ✓ | ✓ | ✓
414937 |  | CO#8 | 27 | ✓ | ✓ | ✓ | ✓ | ✓ |  |  | ✓ | ✓ | ✓ |  | ✓ | [8 empty] | ✓ |  | ✓
410614 |  | CO#10 | 21 | ✓ | ✓ | ✓ | ✓ | ✓ |  |  | ✓ | ✓ | ✓ |  | ✓ | [8 empty] | ✓ |  | ✓
169979C |  | CO#1 | 9 | [16 empty] | ✓
178258F |  |  | 12 | ✓ |  |  |  |  | ✓ |  |  |  |  | ✓ |  |  |  | ✓ | ✓
272155A |  |  | 3 | [11 empty] | ✓ | [12 empty] | ✓
313050B |  |  | 2 | [15 empty] | ✓
324014K |  |  | 1 | [26 empty] | ✓
324917A |  | CO#1 | 1 |  |  |  | ✓ | [6 empty] | ✓ | ✓ |  | ✓ | [6 empty] | ✓
343798C |  | CO#1 | 2 | [15 empty] | ✓